## Sheet1
NAMES | S.NO | PRODUCT NAME | CATEGORY | MAKE | SERIAL NO | MODEL NO | PENDING | DISCRIPTION | SHORT DISCRIPTION | KEYWORDS | QUANTITY | IMAGES | NOTES
| 1 | PLC INPUT MODULE | PLC | SIEMENS | SC-M8543579 | 6ES7 321-1BL00-0AA0 |  | DI 32*DC24V | 32 INPUTS,24V DC, 1AMP | SIEMENS, PLC,INPUT MODULE | 1 |  | THE PLASTIC BODY HAS BROKEN CORNER AS SHOWN IN THE PICTURES BELOW.PLASTIC DOOR IS MISSING COSMATIC LINES
BHANU | 2 | PLC INPUT MODULE | PLC | SIEMENS | SC-U1L13544 | 6ES7 321-1BL00-0AA0 |  | DI 32*DC24V | 32 INPUTS,24V DC, 1AMP | SIEMENS, PLC,INPUT MODULE | 1 |  | THE PLASTIC BODY HAS BROKEN CORNER AS SHOWN IN THE PICTURESBELOW.PLASTIC DOOR IS MISSING COSMATIC LINES
BHANU | 3 | PLC INPUT MODULE | PLC | SIEMENS | SC-K9353810 | 6ES7 321-1BL00-0AA0 |  | DI 32*DC24V | 32 INPUTS,24V DC, 1AMP | SIEMENS, PLC,INPUT MODULE | 1 |  | THE PLASTIC BODY HAS BROKEN CORNER AS SHOWN IN THE PICTURESBELOW.PLASTIC DOOR IS MISSING COSMATIC LINES
| 4 | PLC INPUT MODULE | PLC | SIEMENS | SC-W9K22440 | 6ES7 321-1BL00-0AA0 |  | DI 32*DC24V | 32 INPUTS,24V DC, 1AMP | SIEMENS, PLC,INPUT MODULE | 1 |  | THE PLASTIC BODY HAS BROKEN CORNER AS SHOWN IN THE PICTURESBELOW.PLASTIC DOOR IS MISSING COSMATIC LINES
CEMEX INFRA | 5 | PLC INPUT MODULE | PLC | SIEMENS | SC-TNJ04245 | 6ES7 321-1BL00-0AA0 |  | DI 32*DC24V | 32 INPUTS,24V DC, 1AMP | SIEMENS, PLC,INPUT MODULE | 1 |  | THE PLASTIC BODY HAS BROKEN CORNER AS SHOWN IN THE PICTURESBELOW.PLASTIC DOOR IS MISSING COSMATIC LINES
| 6 | PLC INPUT MODULE | PLC | SIEMENS | SC-J0429824 | 6ES7 321-1BH01-0AA0 |  | DI 16*DC24V | 16 INPUTS,24V DC, 1AMP | SIEMENS, PLC,INPUT MODULE | 1 |  | THE PLASTIC BODY HAS BROKEN CORNER AS SHOWN IN THE PICTURESBELOW.PLASTIC DOOR IS MISSING COSMATIC LINES
| 7 | PLC INPUT MODULE | PLC | SIEMENS | SC-J0429817 | 6ES7 321-1BH01-0AA0 |  | DI 16*DC24V | 16 INPUTS,24V DC, 1AMP | SIEMENS, PLC,INPUT MODULE | 1 |  | THE PLASTIC BODY HAS BROKEN CORNER AS SHOWN IN THE PICTURESBELOW.PLASTIC DOOR IS MISSING COSMATIC LINES
| 8 | PLC INPUT MODULE | PLC | SIEMENS | SC-J0429810 | 6ES7 321-1BH01-0AA0 |  | DI 16*DC24V | 16 INPUTS,24V DC, 1AMP | SIEMENS, PLC,INPUT MODULE | 1 |  | THE PLASTIC BODY HAS BROKEN CORNER AS SHOWN IN THE PICTURESBELOW.PLASTIC DOOR IS MISSING COSMATIC LINES
| 9 | PLC INPUT MODULE | PLC | SIEMENS | SC-J5255685 | 6ES7 321-1BH01-0AA0 |  | DI 16*DC24V | 16 INPUTS,24V DC, 1AMP | SIEMENS, PLC,INPUT MODULE | 1 |  | THE PLASTIC BODY HAS BROKEN CORNER AS SHOWN IN THE PICTURESBELOW.PLASTIC DOOR IS MISSING COSMATIC LINES
| 10 | PLC INPUT MODULE | PLC | SIEMENS | SC-N1500281 | 6ES7 321-1BH02-0AA0 |  | DI 16*DC24V | 16 INPUTS,24V DC, 1AMP | SIEMENS, PLC,INPUT MODULE | 1 |  | THE PLASTIC BODY HAS BROKEN CORNER AS SHOWN IN THE PICTURESBELOW.PLASTIC DOOR IS MISSING COSMATIC LINES
| 11 | PLC INPUT MODULE | PLC | SIEMENS | SC-T1G21961 | 6ES7 321-1BH02-0AA0 |  | DI 16*DC24V | 16 INPUTS,24V DC, 1AMP | SIEMENS, PLC,INPUT MODULE | 1 |  | THE PLASTIC BODY HAS BROKEN CORNER AS SHOWN IN THE PICTURESBELOW.PLASTIC DOOR IS MISSING COSMATIC LINES
| 12 | PLC INPUT MODULE | PLC | SIEMENS | SC-N1500282 | 6ES7 321-1BH02-0AA0 |  | DI 16*DC24V | 16 INPUTS,24V DC, 1AMP | SIEMENS, PLC,INPUT MODULE | 1 |  | THE PLASTIC BODY HAS BROKEN CORNER AS SHOWN IN THE PICTURESBELOW.PLASTIC DOOR IS MISSING COSMATIC LINES
BHANU | 13 | PLC OUTPUT MODULE | PLC | SIEMENS | SC-T2B51968 | 6ES7 322-1BL00-0AA0 |  | DO 32*DC24V | 32 OUTPUTS,24V DC, 1AMP | SIEMENS,PLC,OUTPUT MODULE | 1 |  | THE PLASTIC BODY HAS BROKEN CORNER AS SHOWN IN THE PICTURESBELOW.PLASTIC DOOR IS MISSING COSMATIC LINES
| 14 | PLC OUTPUT MODULE | PLC | SIEMENS | SC-H1566794 | 6ES7 322-1BH01-0AA0 |  | DO 16*DC24V | 16 OUTPUTS,24V DC,1 AMP | SIEMENS,PLC,OUTPUT MODULE | 1 |  | THE PLASTIC BODY HAS BROKEN CORNER AS SHOWN IN THE PICTURESBELOW.PLASTIC DOOR IS MISSING COSMATIC LINES
BHANU | 15 | PLC OUTPUT MODULE | PLC | SIEMENS | SC-P4E54264 | 6ES7 322-1BF01-0AA0 |  | DO 8*DC24V | 8 OUTPUTS,24V DC, 1 AMP | SIEMENS,PLC,OUTPUT MODULE | 1 |  | THE PLASTIC BODY HAS BROKEN CORNER AS SHOWN IN THE PICTURESBELOW.PLASTIC DOOR IS MISSING COSMATIC LINES
| 16 | PLC OUTPUT MODULE | PLC | SIEMENS | SC-TNG99670 | 6ES7 322-1BF01-0AA0 |  | DO 8*DC24V | 8 OUTPUTS,24V DC, 1 AMP | SIEMENS,PLC,OUTPUT MODULE | 1 |  | THE PLASTIC BODY HAS BROKEN CORNER AS SHOWN IN THE PICTURES BELOW.PLASTIC DOOR IS MISSING COSMATIC LINES
| 17 | PLC OUTPUT MODULE | PLC | SIEMENS | J9 H1331552 | 6ES7 322-1EH01-0AA0 |  | DO 16*AC120V/1A | 16 OUTPUTS,120V AC,1 AMP | SIEMENS,PLC,OUTPUT MODULE | 1 |  | THE PLASTIC BODY HAS BROKEN CORNER AS SHOWN IN THE PICTURESBELOW.PLASTIC DOOR IS MISSING COSMATIC LINES
| 18 | PLC OUTPUT MODULE | PLC | SIEMENS | J9-H1331519 | 6ES7 322-1EH01-0AA0 |  | DO 16*AC120V/1A | 16 OUTPUTS,120V AC,1 AMP | SIEMENS,PLC,OUTPUT MODULE | 1 |  | THE PLASTIC BODY HAS BROKEN CORNER AS SHOWN IN THE PICTURESBELOW.PLASTIC DOOR IS MISSING COSMATIC LINES
| 19 | PLC OUTPUT MODULE | PLC | SIEMENS | SC-JN450639 | 6ES7 322-1HH00-0AA0 |  | DO 16*REL AC120V | 16 OUTPUTS,120V AC,1 AMP | SIEMENS,PLC,OUTPUT MODULE | 1 |  | THE PLASTIC BODY HAS BROKEN CORNER AS SHOWN IN THE PICTURESBELOW.PLASTIC DOOR IS MISSING COSMATIC LINES
| 20 | PLC OUTPUT MODULE | PLC | SIEMENS | SC-K0179628 | 6ES7 322-1HH00-0AA0 |  | DO 16*REL AC120V | 16 OUTPUTS,120V AC,1 AMP | SIEMENS,PLC,OUTPUT MODULE | 1 |  | THE PLASTIC BODY HAS BROKEN CORNER AS SHOWN IN THE PICTURESBELOW.PLASTIC DOOR IS MISSING COSMATIC LINES
BHANU | 21 | PLC I/O MODULE | PLC | SIEMENS | SC-M9523086 |  |  | DI 16/DO16*DC24V | 16 INPUTS,16 OUTPUTS,24V DC,1 AMP | SIEMENS,PLC,OUTPUT MODULE | 1 |  | THE PLASTIC BODY HAS BROKEN CORNER AS SHOWN IN THE PICTURESBELOW.PLASTIC DOOR IS MISSING COSMATIC LINES
| 22 | PLC I/O MODULE | PLC | SIEMENS | SC-WNUT4994 | 6ES7 323-1BH01-0AA0 |  | DI 8/DO8*DC24V | 8 INPUTS,8 OUTPUTS,24V DC,1 AMP | SIEMENS,PLC,OUTPUT MODULE | 1 |  | THE PLASTIC BODY HAS BROKEN CORNER AS SHOWN IN THE PICTURESBELOW.PLASTIC DOOR IS MISSING COSMATIC LINES
| 23 | PLC INPUT MODULE | PLC | SIEMENS | SC-A8TF6252 | 6ES7321-1BH02-0AA0 |  | DI 16*DC24V | 16 INPUTS, 24V DC,1AMP | SIEMENS, PLC,INPUT MODULE | 1
| 24 | PLC INPUT MODULE | PLC | SIEMENS | SC-TNJ09917 | 6ES7 321-1BLOO-0AA0 |  | DI 32*DC24V | 32 INPUTS 24V DC,1AMP | SIEMENS, PLC,INPUT MODULE | 1
| 25 | PLC OUTPUT MODULE | PLC | SIEMENS | SC-MN191118 | 6ES7 322-1BF01-0AA0 |  | DO 8*DC24V | 8 OUTPUTS,24V DC, 1 AMP | SIEMENS,PLC,OUTPUT MODULE | 1
mahender | 26 | PLC INPUT MODULE | PLC | SIEMENS | SC-TNC30382 | 6ES7 221-1BF22-0XA0 |  | DI 8/24V DC | 8 INPUTS,24V DC | SIEMENS,PLC | 1
| 27 | PLC INPUT MODULE | PLC | SIEMENS | SC-UBL28104 | 6ES7 221-1BF22-0XA0 |  | DI 8/24V DC | 8 INPUTS,24V DC | SIEMENS,PLC | 1
| 28 | PLC INPUT MODULE | PLC | SIEMENS | SZVB1SA0030103 | 6ES7 221-1BF22-0XA8 |  | DI 8/24V DC | 8 INPUTS,24V DC | SIEMENS,PLC | 1
| 29 | PLC INPUT MODULE | PLC | SIEMENS | SJ9MD394149 | 6ES7 221-1BF21-0XB0 |  | DI 8/24V DC | 8 INPUTS,24V DC | SIEMENS,PLC | 1
| 30 | PLC INPUT MODULE | PLC | SIEMENS | SC-VDE21961 | 6ES7 221-1BF22-0XA0 |  | DI 8/24V DC | 8 INPUTS,24V DC | SIEMENS,PLC | 1
| 31 | PLC INPUT MODULE | PLC | SIEMENS | SJ9P5332757 | 6ES7 221-1BF22-0XA0 |  | DI 8/24V DC | 8 INPUTS,24V DC | SIEMENS,PLC | 1
| 32 | PLC INPUT MODULE | PLC | SIEMENS | ======== | 6ES7 221-1BF20-0XA0 |  | DI 8/24V DC | 8 INPUTS,24V DC | SIEMENS,PLC | 1
| 33 | PLC INPUT MODULE | PLC | SIEMENS | SC-A4------- | 6ES7 221-1BF22-0XA0 |  | DI 8/24V DC | 8 INPUTS,24V DC | SIEMENS,PLC | 1
| 34 | PLC INPUT MODULE | PLC | SIEMENS | SZVA4SA0009809 | 6ES7 221-1BF22-0XA8 |  | DI 8/24V DC | 8 INPUTS,24V DC | SIEMENS,PLC | 1
| 35 | PLC INPUT MODULE | PLC | SIEMENS | SC-T1M12717 | 6SE7 221-1BF22-0XA0 |  | DI 8/24V DC | 8 INPUTS,24V DC | SIEMENS,PLC | 1
| 36 | PLC INPUT MODULE | PLC | SIEMENS | SC-U7D27965 | 6SE7 221-1BF22-0XA0 |  | DI 8/24V DC | 8 INPUTS,24V DC | SIEMENS,PLC | 1
| 37 | PLC INPUT MODULE | PLC | SIEMENS | SC-S3P74460 | 6SES7 221-1BH22-0XA0 |  | DI 16*24V DC | 16 INPUTS,24V DC | SIEMENS,PLC | 1
| 38 | PLC OUTPUT MODULE | PLC | SIEMENS | SC-V1C28857 | 6ES7 222-1HF22-0XA0 |  | DO 8*24V DC | 8 OUTPUTS,24V DC | SIEMENS,PLC | 1
| 39 | PLC OUTPUT MODULE | PLC | SIEMENS | SC-T9M88365 | 6ES7 222-1BF22-0XA0 |  | D0 8*24VDC | 8 OUTPUTS,24V DC | SIEMENS,PLC | 1
| 40 | PLC I/O MODULE | PLC | SIEMENS | SC-B2WP1724 | 6ES7 212-1AB23-0XB0 |  | DI 8/DO 6*24VDC | 8 INPUTS, 6 OUTPUTS ,24V DC | SIEMENS,PLC | 1
| 41 | PLC I/O MODULE | PLC | SIEMENS | SJ9R5831499 | 6ES7 223-1BF22-0XA0 |  | DI 4/ DO 4*24V DC | 4 INPUTS ,4 OUTPUTS, 24V DC | SIEMENS,PLC | 1
| 42 | PLC I/O MODULE | PLC | SIEMENS | SJ9P6346019 | 6ES7 223-1BH22-0XA0 |  | DI 8 /DO 8*24V DC | 8 INPUTS,8 OUTPUTS, 24V DC | SIEMENS,PLC | 1
| 43 | PLC I/O MODULE | PLC | SIEMENS | ======== | 6ES7 223-1BF22-0XA0 |  | DI 4/ DO 4*24V DC | 4 INPUTS ,4 OUTPUTS, 24V DC | SIEMENS,PLC | 1
| 44 | PLC I/O MODULE | PLC | SIEMENS | SJ9P3517291 | 6ES7 223-1BH22-0XA0 |  | DI 8 /DO 8*24V DC | 8 INPUTS,8 OUTPUTS, 24V DC | SIEMENS,PLC | 1
| 45 | PLC I/O MODULE | PLC | SIEMENS | SJ9P7======= | 6ES7 223-1BH22-0XA0 |  | DI 8 /DO 8*24V DC | 8 INPUTS,8 OUTPUTS, 24V DC | SIEMENS,PLC | 1
| 46 | PLC I/O MODULE | PLC | SIEMENS | SC-TNC30866 | 6ES7 223-1BH22-0XA0 |  | DI 8 /DO 8*24V DC | 8 INPUTS,8 OUTPUTS, 24V DC | SIEMENS,PLC | 1
| 47 | PLC I/O MODULE | PLC | SIEMENS | SZVA4SF0005029 | 6ES7 223-1BH22-0XA8 |  | DI 8 /DO 8*24V DC | 8 INPUTS,8 OUTPUTS, 24V DC | SIEMENS,PLC | 1
| 48 | PLC I/O MODULE | PLC | SIEMENS | SJ9P====5954 | 6ES7 223-1BH22-0XA0 |  | DI 8 /DO 8*24V DC | 8 INPUTS,8 OUTPUTS, 24V DC | SIEMENS,PLC | 1
| 49 | PLC I/O MODULE | PLC | SIEMENS | SJ9R4774934 | 6ES7 223-1BH22-0XA0 |  | DI 8 /DO 8*24V DC | 8 INPUTS,8 OUTPUTS, 24V DC | SIEMENS,PLC | 1
mahender | 50 | PLC I/O MODULE | PLC | SIEMENS | SJ9P7872086 | 6ES7 214-1BD22-0XB0 |  | DI 14/DO 10*24V DC | 14 INPUTS,10 OUTPUTS,24V DC | SIEMENS,PLC | 1
| 51 | PLC I/O MODULE | PLC | SIEMENS | SC-A==== | 6ES7 214-1AD23-0XB0 |  | DI 14/DO 10*24V DC | 14 INPUTS,10 OUTPUTS,24V DC | SIEMENS,PLC | 1
| 52 | PLC I/O MODULE | PLC | SIEMENS | SJ9D4788974 | 6ES7 214-1BD22-0XB0 |  | DI 14/DO10 RELY *24V DC | 14 INPUTS,10 OUTPUTS,24V DC,AC | SIEMENS,PLC | 1
| 53 | PLC I/O MODULE | PLC | SIEMENS | SJ9P7854365 | 6ES7 214-1BD22-0XB0 |  | DI 14/DO10 RELY *24V DC | 14 INPUTS,10 OUTPUTS,24V DC,AC | SIEMENS,PLC | 1
| 54 | PLC I/O MODULE | PLC | SIEMENS | SZVB7SM0096357 | 6ES7 214-1AD23-0XB8 |  | DI 14/DO 10*24V DC | 14 INPUTS,10 OUTPUTS,24V DC | SIEMENS,PLC | 1
| 55 | PLC I/O MODULE | PLC | SIEMENS | SC-W1A96802 | 6ES7 214-2AD23 0XB0 |  | DI 14/DO 10*24V DC AI2/A01 * 12 BIT | 14 DIGITAL INPUTS,10 DIGITAL OUTPUTS,24V DC 2 ANALOG INPUTS 1 ANALOG OUT PUT | SIEMENS,PLC | 1
| 56 | PLC I/O MODULE | PLC | SIEMENS | SC-T5H39202 | 6ES7 216-2AD23-0XB0 |  | DI 24/DO16*24V DC | 24 INPUTS, 16 OUTPUTS,24V DC | SIEMENS,PLC | 1
| 57 | PLC I/O MODULE | PLC | SIEMENS | SJ9R7985850 | 6ES7216-2AF22-0XB0 |  | DI 24/DO16*24V DC | 24 INPUTS, 16 OUTPUTS,24V DC | SIEMENS,PLC | 1
BHANU | 58 | CPU | PLC | SIEMENS | SC-K0139195 | 6ES7 314-1AE03-0AB0 |  | INPUT 24V DC | INPUT 24V DC | SIEMENS,PLC | 1
| 59 | PLC INPUT MODULE | PLC WITH CONNECTER back panel | SIEMENS | SC-X2V38205 | 6ES7 321-1BL00-0AA0 |  | DI32*24V DC | 32 INPUTS 24V DC,1AMP | SIEMENS,PLC INPUT MODULE | 1
| 60 | PLC INPUT MODULE | PLC WITH CONNECTER back panel | SIEMENS | SC-W6F53825 | 6ES7 321-1BL00-0AA0 |  | DI32*24V DC | 32 INPUTS 24V DC,1AMP | SIEMENS,PLC INPUT MODULE | 1
| 61 | PLC INPUT MODULE | PLC WITH CONNECTER back panel | SIEMENS | SC-W6F52573 | 6ES7 321-1BL00-0AA0 |  | DI32*24V DC | 32 INPUTS 24V DC,1AMP | SIEMENS,PLC INPUT MODULE | 1
| 62 | PLC INPUT MODULE | PLC WITH CONNECTER back panel | SIEMENS | SC-WOX14484 | 6ES7 321-1BL00-0AA0 |  | DI32*24V DC | 32 INPUTS 24V DC,1AMP | SIEMENS,PLC INPUT MODULE | 1
BHANU | 63 | PLC OUTPUT MODULE | PLC WITH CONNECTER back panel | SIEMENS | SC-W5A97587 | 6ES7 322-1BL00-0AA0 |  | DO32*24V DC | 32 OUTPUTS,24V DC, 1AMP | SIEMENS,PLC OUTPUT MODULE | 1
BHANU | 64 | PLC OUTPUT MODULE | PLC WITH CONNECTER back panel | SIEMENS | SC-W6E61264 | 6ES7 322-1BL00-0AA0 |  | DO32*24V DC | 32 OUTPUTS,24V DC, 1AMP | SIEMENS,PLC OUTPUT MODULE | 1
| 65 | PLC OUTPUT MODULE | PLC WITH CONNECTER back panel | SIEMENS | SC-W6F63329 | 6ES7 322-1BL00-0AA0 |  | DO32*24V DC | 32 OUTPUTS,24V DC, 1AMP | SIEMENS,PLC OUTPUT MODULE | 1
BHANU | 66 | PLC OUTPUT MODULE | PLC WITH CONNECTER back panel | SIEMENS | SC-W6E66151 | 6ES7 322-1BL00-0AA0 |  | DO32*24V DC | 32 OUTPUTS,24V DC, 1AMP | SIEMENS,PLC OUTPUT MODULE | 1
| 67 | PLC OUTPUT MODULE | PLC WITH CONNECTER back panel | SIEMENS | SC-W6E66132 | 6ES7 322-1BL00-0AA0 |  | DO32*24V DC | 32 OUTPUTS,24V DC, 1AMP | SIEMENS,PLC OUTPUT MODULE | 1
| 68 | PLC OUTPUT MODULE | PLC | SIEMENS | SC-Y7F19892 | 6ES7 322-1BL00-0AA0 |  | DO32*24V DC | 32 OUTPUTS,24V DC, 1AMP | SIEMENS,PLC OUTPUT MODULE | 1
| 69 | PLC INPUT MODULE | PLC | SIEMENS | SC-S2H22665 | 6ES7 321-1BL00-0AA0 |  | DI32*24V DC | 32 INPUTS 24V DC,1AMP | SIEMENS,PLC INPUT MODULE | 1
MACRO | 70 | PLC INPUT MODULE | PLC | SIEMENS | SC-C9VF6755 | 6ES7 321-1BH02-0AA0 | DELIVER | DI16*24V DC | 16 INPUTS 24V DC,1AMP | SIEMENS,PLC INPUT MODULE | 1
| 71 | PLC OUTPUT MODULE | PLC | SIEMENS | SC-H1AH9510 | 6ES7 322-1HF01-0AA0 |  | D08*24V DC | 8 OUTPUTS 24V DC,1AMP | SIEMENS,PLC OUTPUT MODULE | 1
| 72 | PLC OUTPUT MODULE | PLC | SIEMENS | ______________ | 6ES7 322-1BH01-0AA0 |  | DO 16*24V DC | 16 OUTPUTS 24V DC,1AMP | SIEMENS,PLC OUTPUT MODULE | 1
| 73 | PLC OUTPUT MODULE | PLC | SIEMENS | ______________ | 6ES7 322-1BH01-0AA0 |  | DO 16*24V DC | 16 OUTPUTS 24V DC,1AMP | SIEMENS,PLC OUTPUT MODULE | 1
| 74 | INTER FACE | PLC | SIEMENS | SC-X4U442662009 | 6ES7 153-2BA02-0XB0 |  | EXTENSION INTER FACE
| 75 | INTER FACE | PLC | SIEMENS | SC-WDVK82552008 | 6ES7 153-2BA02-0XB0 |  | EXTENSION INTER FACE
| 76 | INTER FACE | PLC | SIEMENS | SC-X4U519992009 | 6ES7 153-2BA02-0XB0 |  | EXTENSION INTER FACE
| 77 | POWER SUPPLY | PLC | SIEMENS | S Q6H4224318 | 6EP1 331-1SL11 |  | AC 230V/120V,DC 24V/2AMPS | INPUT AC230/120V,OUTPUT DC24V/2AMPS
| 78 | POWER SUPPLY | PLC | SIEMENS | S Q6S7339569 | 6EP1 331-2BA00 |  | AC 230V/120V,DC 24V/2AMPS | INPUT AC230/120V,OUTPUT DC24V/2AMPS
| 79 | POWER SUPPLY | PLC | SIEMENS | S Q6JN332177 | 6ES7 307-1EA00-0AA0 |  | AC 230V/120V,DC 24V/5AMPS | INPUT AC230/120V,OUTPUT DC24V/5AMPS
| 80 | POWER SUPPLY | PLC | SIEMENS | S Q6B2332520 | 6EP1 334-2AA01 |  | AC 230V/120V,DC 24V/10AMPS | INPUT AC230/120V,OUTPUT DC24V/10AMPS
| 81 | PLC I/O MODULE | PLC | SIEMENS | SC-W9U74286 | 6ES7 361-3CA01-0AA0 |  | INPUTS 25,OUTPUTS 25 | INPUTS 25,OUTPUTS 25,24V DC
chottu | 82 | PLC I/O WITH CPU | PLC | SIEMENS | SC-V8M15364 | 6ES7 313-6CF03-0AB0 |  | DI16/DO16*24VDC | INPUTS 16,OUTPUTS 16,24VDC
chottu | 83 | PLC I/O WITH CPU | PLC | SIEMENS | SC-X1U360462009 | 6ES7 314-6CG03-0AB0 |  | DI 24/DO24,AI5/AO2 | 24 DIGITAL I/O,5 ANALOG INPUTS AND 2 ANALOG OUTPUT,24V DC
| 84 | PLC I/O MODULE | PLC | SIEMENS | ============ | 6ES7 323-1BL00-0AA0 |  | DI16/DO16*24VDC | INPUTS 16,OUTPUTS 16,24VDC
| 85 | POWER SUPPLY | PLC | SIEMENS | S-Q6H7356535 | 6EP1 333-1SL11 |  | INPUT: AC230/120V,OUTPUT : DC24V/5A
| 86 | POWER SUPPLY | PLC | SIEMENS | S-Q6UN681938 | 6ES7 307-1EA00-0AA0 |  | INPUT : AC 230V/120V,OUTPUT : DC24V/5A
| 87 | PLC I/O MODULE | PLC | MITSUBISHI | 355884 | FXon-16EX-ES/UL |  | INPUT : 24V DC 5MA
| 88 | PLC I/O MODULE | PLC | MITSUBISHI | 631300 | Fxon-16EX-ES/UL |  | INPUT : 24V DC 5MA
| 89 | PLC I/O MODULE | PLC | MITSUBISHI | 136072 | Fxon-16EX-ES/UL |  | INPUT : 24V DC 5MA
| 90 | PLC I/O MODULE | PLC | MITSUBISHI | 135940 | Fxon-16EX-ES/UL |  | INPUT : 24V DC 5MA
| 91 | PLC I/O MODULE | PLC | MITSUBISHI | 360763 | Fxon-16EYR-ES/UL |  | OUTPUT : 30V DC/240V AC 2A
| 92 | PLC I/O MODULE | PLC | MITSUBISHI | 581699 | Fxon-16EYR-ES/UL |  | OUTPUT : 30V DC/240V AC 2A
| 93 | PLC I/O MODULE | PLC | MITSUBISHI | X3893 | FXON-16EYR |  | OUTPUT : 30V DC/250V AC 2A
| 94 | PLC I/O MODULE | PLC | MITSUBISHI | 5Z5164 | FXON-16EYR |  | OUTPUT : 30V DC/250V AC 2A
| 95 | PLC I/O MODULE | PLC | MITSUBISHI | 7Z0585 | FX1S-20MT-ESS/UL |  | INPUT : 100-240V AC OUTPUT : 30V DC 0.5A
| 96 | PLC I/O MODULE | PLC | MITSUBISHI | 355881 | FXON-18EX-ES/UL |  | INPUT : 24V DC 5MA
| 97 | PLC I/O MODULE | PLC | MITSUBISHI |  | FXON-8EYR-ES/UL |  | OUTPUT : 30V DC/240V AC 2A
| 98 | PLC I/O MODULE | PLC | MITSUBISHI | 63235 | FXON-8EYR-ES/UL |  | OUTPUT : 30V DC/240V AC 2A
| 99 | PLC I/O MODULE | PLC | MITSUBISHI | 872646 | FX2N-16EYR-ES/UL |  | OUTPUT : 30V DC/240V AC 2A
| 100 | PLC I/O MODULE | PLC | MITSUBISHI | 831839 | FX2N-16EX-ES/UL |  | INPUT : 24V DC 5MA
| 101 | PLC I/O MODULE | PLC | MITSUBISHI | 8Y4667 | FX2N-16EX-ES/UL |  | INPUT : 24V DC 5MA
| 102 | PLC I/O MODULE | PLC | MITSUBISHI | 711796 | FX2N-8EX-ES/UL |  | INPUT : 24V DC 5MA
| 103 | PLC I/O MODULE | PLC | MITSUBISHI | 1030925 | FX2N-16EYR |  | INPUT : 24V DC RELAY
| 104 | PLC I/O MODULE | PLC | MITSUBISHI | 1021424 | FX2N-16EYR |  | INPUT : 24V DC RELAY
| 105 | PLC I/O MODULE | PLC | MITSUBISHI | 11X3113 | FX2N-16EYR |  | INPUT : 24V DC RELAY
| 106 | PLC I/O MODULE | PLC | MITSUBISHI | 754601 | FX-8EX-ES/UL |  | INPUT : 110V AC SOURCE : 24V DC
| 107 | PLC I/O MODULE | PLC | MITSUBISHI | 565920 | FX-24MR-ES |  | INPUT : 24V DC7MA OUTPUT : 30V DC/250V AC 2A
| 108 | POWER SUPPLY | PLC | MITSUBISHI | 670002 | FX-128MT-ESS/UL |  | INPUT : 100-240V AC OUTPUT : 5-30V DC 0.5A
| 109 | PLC I/O MODULE | PLC | MITSUBISHI | 121422 | FX2N-80MR-ES/UL |  | INPUT : 100-240V AC OUTPUT : 30V DC-240V AC 2A
| 110 | PLC I/O MODULE | PLC | MITSUBISHI | 321804 | FX2N-64MR-ES/UL |  | INPUT : 100-240V AC 50/60Hz OUTPUT : 30V DC/240V AC 2A
| 111 | PLC I/O MODULE | PLC | MITSUBISHI | 8Y0820 | FX-80MT-ESS/UL |  | INPUT : 100-240V AC 50/60HZ OUTPUT : 5-30V DC 0.5A
| 112 | POWER SUPPLY 5 | PLC | SIEMENS | S-Q6J6379217 | 6EP1 333 1SL11 |  | INPUT : 230/120V AC1.0A/2.0A OUTPUT : DC24V/5A
| 113 | POWER SUPPLY 5 | PLC | SIEMENS | S-Q6P5355588 | 6EP1 333-2AA00 |  | INPUT : 230V/120VAC 60/50Hz 2.2A OUTPUT : DC24V/5A
| 114 | POWER SUPPLY 5 | PLC | SIEMENS | S-Q6K93419911 | 6EP1 333-1SL 11 |  | INPUT : 230/120VAC 60//50Hz 1.0A OUTPUT : DC24V/5A
| 115 | PLC I/O MODULE | PLC | SIEMENS | S-Q6B2351013 | 6EP1 322-1SH02 |  | INPUT : 100-240V AC 50-60Hz 1.13-061A OUTPUT : 12V DC4.5A
BANU | 116 | PLC I/O MODULE | PLC | SIEMENS | SC-T2E7601 | 6ES7 214-1BD23-0XB0 |  | INPUT : 24VDC 15.30V OUTPUT : 30VDC/250VAC 2A
| 117 | PLC I/O MODULE | PLC | SIEMENS | SC-U7***** | 6ES7 214-1BD23-0XB0 |  | **************************************************
| 118 | PLC I/O MODULE | PLC | SIEMENS | SC-U4L11774 | 6ES7 214-1AD23-0XB0 |  | INPUT : 24V DC,15-30V OUTPUT : 24VDC 21-28V 0.75A
| 119 | EM 221 | PLC | SIEMENS | SC-T1M12717 | 6ES7 221-1BF22-0XA0 |  | INPUT : 24V DC 15-30V
2018-04-05 | 120 | POWER SUPPLY | PLC | SIEMENS | S-Q6W5380345 | 6EP146-3BA00 |  | INPUT :3PH 400V-500V 50/60Hz OUTPUT : 24V/20A DC
| 121 | POWER SUPPLY | PLC | SIEMENS | 034045RAS | 6EPO 133-1AA00-0AA0 |  | INPUT : 87-270V AC OUTPUT : 24V DC/2A
| 122 | POWER SUPPLY | PLC | SIEMENS | Q6S9328772 | 6EP1 436-3BA00 |  | INPUT : 3PH 400-500V 50/60Hz OUTPUT : 24V DC/20A
| 123 | POWER SUPPLY 3PHASE | PLC | SIEMENS | Q6P7357178 | 6EP1 437-2BA10 |  | INPUT : 3 PHASE 400-500V 1.9A 50/60Hz OUTPUT : 24V DC 40A
| 124 | POWER SUPPLY | PLC | SIEMENS | 315-034120 | PSX-12 |  | INPUT : 230V AC OUTPUT : 24V DC
| 125 | POWER SUPPLY | PLC | SIEMENS | 059264MOP | 6EPO 133-13AA00-0AA1 |  | INPUT : 87-130V AC 187-264V AC 2.4A 47-63Hz OUTPUT : 24V DC/5A
| 126 | POWER SUPPLY | PLC | SIEMENS | Q6T1377986 | 6EP1 436-3BA00 |  | INPUT : 3PH 400-500V 1.3A 50-60Hz OUTPUT : 24VDC 20A
| 127 | POWER SUPPLY | PLC | SIEMENS | Q6X9358331 | 6EP1 437-3BA00 |  | INPUT : 3PH 400-500V AC 50/60Hz OUTPUT : 24VDC/40A
| 128 | POWER SUPPLY | PLC | SIEMENS | Q6A9AA71FAJ | 6EP1 437-3BA10 |  | INPUT : 3PH 400-500V 2.6A 50/60Hz OUTPUT : +24V DC 40A | DAMAGE ( TOP COVER NOT HAVE)
| 129 | POWER SUPPLY | PLC | SIEMENS | Q6UD631297 | 6EP1 434-2BA00 |  | INPUT : 3PH 400-500V 03.65A OUTPUT : 24V DC/10A
| 130 | POWER SUPPLY | PLC | SIEMENS | Q6F9326098 | 6EP1 334-1SL11 |  | INPUT : 230-120V AC 60/50Hz1.7A/305A OUTPUT : 24V DC/10A
MAHENDER | 131 | PLC | PLC | SIEMENS | ZVC9YEB005575 | 6ES7 212-1BE31-0XB0 |  | *********************
| 132 | INPUT MODULE | PLC | SIEMENS | S C-U7A31878 | 6ES7 231-0HC22-0XA0 |  | EM 231 AI 4*12 BIT USER POWER 21-28VDC
| 133 | CPU 226 | PLC | SIEMENS | ******** | 6ES7216-2AD23-0XB0 |  | CPU 226 21-28VDC SUPPLY DI 24-24 VDC 15-30V DO16*24VDC 21-28V 0.75A
sir CHOTTU | 134 | CP 340 | PLC | SIEMENS | V1H58035 | 6ES7 340-1AH02-0AE0
| 135 | I/O MODULE | PLC | ALLEN BRADLEY | 2L40BWA**C20921537 | 1762-L40BWA |  | INPUT : 24VDC RELAY OUTPUT : 1440VA LINE 100-240VAC 50-60Hz 82VA
| 136 | I/O MODULE | PLC | ALLEN BRADLEY | 2L24BWA**CH1119060048 | 1762-L24BWA |  | INPUT : 24VDC RELAY OUTPUT : 1440VA LINE 100-240VAC 50-60Hz 70VA
| 137 | I/O MODULE | PLC | L/T | ********** | LX7S-28ADR |  | INPUT : 100-240V AC 50/60Hz,29.5W OUTPUT : RELAY,250V AC,30V DC,2A
| 138 | I/O MODULE | PLC | CROUZET | 3 593150 025674 | CD 20 88970 051 |  | INPUT : 24V DC 6W MAX OUTPUT : 8A RELAY
| 139 | I/O MODULE | PLC | CROUZET | 3 593150 011936 | EC20-88950 031 |  | INPUT : 24V DC 4W MAX OUTPUT ; 8A RELAY
| 140 | I/O MODULE | PLC | CROUZET | 3 593150 011936 | EC20-88950 031 |  | INPUT : 24V DC 4W MAX OUTPUT ; 8A RELAY
| 141 | I/O MODULE | PLC | CROUZET | 3 593150 011936 | EC20-88950 031 |  | INPUT : 24V DC 4W MAX OUTPUT ; 8A RELAY
| 142 | I/O MODULE | PLC | CROUZET | 3 593150 011936 | EC20-88950 031 |  | INPUT : 24V DC 4W MAX OUTPUT ; 8A RELAY
| 143 | I/O MODULE | PLC | CROUZET | 3 593150 011936 | EC20 88950 031 |  | INPUT : 24V DC 4W MAX OUTPUT ; 8A RELAY
| 144 | I/O MODULE | PLC | CROUZET | 3 593150 011936 | EC20 88950 031 |  | INPUT : 24V DC 4W MAX OUTPUT ; 8A RELAY
| 145 | I/O MODULE | PLC | CROUZET | 3 593150 011936 | EC20 88950 031 |  | INPUT : 24V DC 4W MAX OUTPUT ; 8A RELAY
| 146 | CPU 221 | PLC | SIEMENS | ************ | 221 0BA22-0XB0 |  | INPUT : 230V AC OUTPUT : RELAY
| 147 | INPUT MODULE | PLC | SIEMENS | S C-V7G42152 | 6ES7 231-0HC22-0XA0 |  | ANALOG INPUT 4*12 BIT
| 148 | POWER SUPPLY | PLC | SIEMENS | Q6U6690413 | 6EP1434-2BA00 |  | INPUT : 3AC 400-500V 50/60Hz OUTPUT : 22.8V-26.4V DC 24V/10A
| 149 | I/O MODULE | PLC | SIEMENS | SC -V6A06370 | 6ES7 223-1BH22-0XA0 |  | 8 INPUTS, 8OUTPUTS 24V DC
| 150 | CPU 224 | PLC | SIEMENS | ************* | 6ES7 214-1AD23-0XB0 |  | 14 INPUTS 10 OUTPUTS 24V DC
| 151 | ANOLOG INPUT | PLC | SIEMENS | SC -S7M55763 | 6ES7 231-7PB22-0XA0 |  | 2 ANALOG INPUTS 24V DC
| 152 | CPU 216 | PLC | SIEMENS | SC -V1C81679 | 6ES7 216-2AD23-0XB0 |  | 24 INPUTS 16 OUTPUT 24V DC
| 153 | CPU 216 | PLC | SIEMENS | SC B7G79911 | 6ES7 216-2AD23-0XB0 |  | 24 INPUTS 16 OUTPUT 24V DC
| 154 | OUTPUT MODULE | PLC | SIEMENS | ********** | 6ES7 322-1BH01-0AA0 |  | 16 OUTPUT 24V DC
| 155 | I/O MODULE | PLC | SIEMENS | ET 200L (TB 32L ) | 6ES7 133-1BL01-0XB0 |  | 16 INPUTS 16 OUTPUTS 24V DC
| 156 | I/O MODULE | PLC | SIEMENS | ET 200L (TB 32L ) | 6ES7 133-1BL01-0XB0 |  | 16 INPUTS 16 OUTPUTS 24V DC
| 157 | I/O MODULE | PLC | SIEMENS | ET 200L (TB 32L ) | 6ES7 133-1BL01-0XB0 |  | 16 INPUTS 16 OUTPUTS 24V DC
| 158 | I/O MODULE | PLC | SIEMENS | ET 200L (TB 32L ) | 6ES7 133-1BL01-0XB0 |  | 16 INPUTS 16 OUTPUTS 24V DC
| 159 | I/O MODULE | PLC | SIEMENS | ET 200L (TB 32L ) | 6ES7 133-1BL01-0XB0 |  | 16 INPUTS 16 OUTPUTS 24V DC
| 160 | I/O MODULE | PLC | SIEMENS | ET 200L (TB 32L ) | 6ES7 133-1BL01-0XB0 |  | 16 INPUTS 16 OUTPUTS 24V DC
| 161 | I/O MODULE | PLC | SIEMENS | ET 200L (TB 32L ) | 6ES7 133-1BL01-0XB0 |  | 16 INPUTS 16 OUTPUTS 24V DC
| 162 | I/O MODULE | PLC | SIEMENS | ET 200L (TB 32L ) | 6ES7 133-1BL01-0XB0 |  | 16 INPUTS 16 OUTPUTS 24V DC
| 163 | I/O MODULE | PLC | SIEMENS | ET 200L (TB 32L ) | 6ES7 133-1BL01-0XB0 |  | 16 INPUTS 16 OUTPUTS 24V DC
| 164 | I/O MODULE | PLC | SIEMENS | ET 200L (TB 32L ) | 6ES7 133-1BL01-0XB0 |  | 16 INPUTS 16 OUTPUTS 24V DC
| 165 | POWER SUPPLY | PLC | SIEMENS | S Q6NN369144 | 6ES7 307-1EA00-0AA0 |  | INPUT :230V /120V OUTPUT : 24V DC /5A
| 166 | POWER SUPPLY | PLC | SIEMENS | S Q6P1325784 | 6ES7 307-1EA00-0AA0 |  | INPUT :230V /120V OUTPUT : 24V DC /5A
| 167 | POWER SUPPLY | PLC | SIEMENS | S YSU/V0468292 | 6ES7 307-1EA00-0AA0 |  | INPUT :230V /120V OUTPUT : 24V DC /5A
| 168 | POWER SUPPLY | PLC | SIEMENS | S Q684224161 | 6EP1 331-1SL11 |  | INPUT :230V /120V OUTPUT : 24V DC /2A
| 169 | POWER SUPPLY | PLC | SIEMENS | S YSU/XD114890 | 6EP1 331-1SL11 |  | INPUT :230V /120V OUTPUT : 24V DC /2A
| 170 | I/O MODULE | PLC | SIEMENS | S C -E8********** | 6ES7 361-3CA00-0AA0 |  | 25 INPUTS 25 OUTPUTS 24V DC
| 171 | STEPPER DRIVE | PLC | SIEMENS | ********** | 6ES7 353-1AH01-0AE0 |  | 24V DC 4 INPUTS 4 OUTPUTS
DELIVARY ON 11/08/2017 TO MACRO CONTROLERS | 172 | LOGO | PLC | SIEMENS | S ZVW1MD045660 | 6ED1 052-1FB00-0BA5 |  | 8 INPUTS,4 OUTPUTS,AC 115..240V
| 173 | LOGO | PLC | SIEMENS | S ZVV8MVO15564 | 6ED1 052-1MD00-0BA5 |  | 8 INPUTS,4 OUTPUTS,24V DC
| 174 | LOGO | PLC | SIEMENS | S ZVWNNCO4O253 | 6ED1 052-1MD00-0BA6 |  | 8 INPUTS,4 OUTPUTS,24V DC
| 175 | LOGO POWERSUPPLY | PLC | SIEMENS | S Q6DOAK88FQP | 6EP1322-1SH03 |  | INPUT AC 100-240V, OUTPUT DC 12V/4,5A
| 176 | LOGO EXTENSION | PLC | SIEMENS | S ZVWDMJO23265 | 6ED1 055-1MB00-0BA1 |  | 4 INPUTS,4 OUTPUTS RELAY,24V DC
| 177 | LOGO EXTENSION | PLC | SIEMENS | S ZVWDMJO16582 | 6ED1 055-1MB00-0BA1 |  | 4 INPUTS,4 OUTPUTS RELAY,24V DC
| 178 | SEND & RECEIVE | PLC | SIEMENS | S CZJ7109036 | 6ES7 365-0BA01-0AA0
BHANU | 179 | SEND & RECEIVE | PLC | SIEMENS | S ZVU3LA023763 | 6ES7 365-0BA01-0AA0
| 180 | BAC NET ROUTER | PLC | SIEMENS | 1711149900 | PXG80-N |  | 6VA 50/60Hz T50 IP20B
| 181 | BAC NET ROUTER | PLC | SIEMENS | 1884988500 | PXG80-N |  | 6VA 50/60Hz T50 IP20B
| 182 | BAC NET ROUTER | PLC | SIEMENS | 1544248200 | PXG80-N |  | 6VA 50/60Hz T50 IP20B
| 183 | BAC NET ROUTER | PLC | SIEMENS | 1544044100 | PXG80-N |  | 6VA 50/60Hz T50 IP20B
| 184 | BAC NET ROUTER | PLC | SIEMENS | 1544248300 | PXG80-N |  | 6VA 50/60Hz T50 IP20B
| 185 | SIMATIC S5-100U | PLC | SIEMENS | ************ | 6ES5 100-8MA02 |  | 24V DC
| 186 | SIMATIC S5-100U | PLC | SIEMENS | ************ | 6ES5 100-8MA02 |  | 24V DC
| 187 | RAIL | - | SIEMENS | KXW0 | 6ES7 390-1AF30-0AA0
| 188 | SOFT STARTER |  | SIEMENS | ******* | 3TK2805-OBB4
| 189 | I/O MODULE | PLC | MITSUBISHI | 1260541 | FX2N-48MR-001
| 190 | I/O MODULE | PLC | MITSUBISHI | 846707 | FXON-60MR-ES/UL
| 191 | I/O MODULE | PLC | MITSUBISHI | 544863 | FX0-20MR-ES/UL
| 192 | I/O MODULE | PLC | MITSUBISHI | 247518 | FX1S-30MR-ES/UL
| 193 | I/O MODULE | PLC | MITSUBISHI | 5X3911 | FX1S-14MR-001
| 194 | I/O MODULE | PLC | MITSUBISHI | 1180026 | FX1S-10MR-ES/UL
| 195 | I/O MODULE | PLC | MITSUBISHI | 360191 | FX0N-40MR-ES/UL
| 196 | INPUT MODULE | PLC | SIEMENS | SC NNE67847 | 6ES7 321-1BL00-0AA0 |  | 32 INPUTS 24V DC
| 197 | INPUT MODULE | PLC | SIEMENS | SC MN681075 | 6ES7 321-1BL00-0AA0 |  | 32 INPUTS 24V DC
| 198 | INPUT MODULE | PLC | SIEMENS | SC A6TG5206 | 6ES7 321-1BL00-0AA0 |  | 32 INPUTS 24V DC
| 199 | INPUT MODULE | PLC | SIEMENS | SC SDK49057 | 6ES7 321-1BH02-0AA0 |  | 16 INPUTS 24V DC
| 200 | INPUT MODULE | PLC | SIEMENS | SC TNJ95009 | 6ES7 321-1BH02-0AA0 |  | 16 INPUTS 24V DC
| 201 | OUTPUT MODULE | PLC | SIEMENS | SC JN476060 | 6ES7 322-1BH01-0AA0 |  | 16 OUTPUTS 24V DC
| 202 | INPUT MODULE | PLC | SIEMENS | SC SNL30699 | 6ES7 321-1BH02-0AA0 |  | 16 INPUTS 24V DC
| 203 | I/O MODULE | PLC | SIEMENS | ********** | 6ES7 223-1BL22-0XA0 |  | 16 INPUTS 16 OUTPUTS 24V DC
MACRO 10/07/18 | 204 | I/O MODULE | PLC | SIEMENS | SC U7G43606 | 6ES7 223-1PL22-0XA0 |  | 16 INPUTS 16 OUTPUTS RELAY 24V DC
| 205 | I/O MODULE | PLC | SIEMENS | SC T6H17778 | 6ES7 223-1PL22-0XA0 |  | 16 INPUTS 16 OUTPUTS RELAY 24V DC
| 206 | I/O MODULE | PLC | SIEMENS | ********* | 6ES7 216-2AD22-0XB0 |  | 24 INPUTS 16 OUTPUTS 24V DC
| 207 | I/O MODULE | PLC | SIEMENS | S J9R4773887 | 6ES7 223-1BH22-0XA0 |  | 8 INPUTS 8 OUTPUTS 24V DC
| 208 | I/O MODULE | PLC | SIEMENS | S J9P5320371 | 6ES7 223-1BH22-0XA0 |  | 8 INPUTS 8 OUTPUTS 24V DC
DHANALAXMI | 209 | INPUT MODULE | PLC | SIEMENS | SC SNG80854 | 6ES7 221-1BH22-0XA0 |  | 16 INPUTS 24V DC
| 210 | I/O MODULE | PLC | MITSUBISHI | 791492 | FX2N-32MR-ES/UL | BATTERY | INPUT:100-240VAC OUTPUT:30VDC/240VAC 2A
| 211 | I/O MODULE | PLC | MITSUBISHI | 460072 | FX2N-16MT-E/UL | BATTERY | INPUT:100-240VAC OUT:5-30VDC 0-3A(Y0,Y1)0-5A(Y2)
| 212 | I/O MODULE | PLC | SIEMENS | SC-V3F86252 | 6ES7 223-1PH22-0XA0 |  | DI8*24VDC,DO8*RLY30VDC
| 213 | INPUT MODULE | PLC | SIEMENS | SC-V5D27440 | 6ES7 221-1BH22-0XA0 |  | DI16*24VDC
| 214 | CPU 216 | PLC | SIEMENS | SJ9M8---- | 6ES7 216-2BD00-0XB0 |  | 85-264VAC SUPPLY,DI24,DO16*RELAY
| 215 | I/O MODULE | PLC | SIEMENS | S C-V1E53332 | 6ES7 223-1BL22-0XA0 |  | D118*24VDC 15-30V D0 16*24VDC 0.75A 21-28VDC
| 216 | I/O MODULE | PLC | SIEMENS | ********** | 6ES7 223-1BL22-0XA0 |  | D1 16*24VDC 15-30V D0 16-24VDC 0.75A 21-28VDC
| 217 | I/O MODULE | PLC | SIEMENS | ********** | 6ES7 223-1BL22-0XA0
| 218 | I/O MODULE | PLC | SIEMENS | S C-D4S43275 | 6ES7 231-0HF22-0XA0 |  | A1 B*12BIT USER POWER 21-28VDC
| 219 | I/O MODULE | PLC | SIEMENS | SC-SNG42096 | 6ES7 223-1BL22-0XA0 |  | D1 16*24VDC 15-30V D0 16*24VDC 0.75A 21-28VDC
| 220 | I/O MODULE | PLC | SIEMENS | S C-V2P35917 | 6ES7 223-1BL22-0XA0 |  | D1 16*24VDC 15-30V D0 16*24VDC 0.75A 21-28VDC
| 221 | CPU 224 | PLC | SIEMENS | S J9M1432675 | 6ES7 214-1AD21-0XB0 |  | D1 14*DC24V D0 10*DC24V
| 222 | I/O MODULE | PLC | SIEMENS | SC-H9016217 | 6ES7 321-1BL00-0AA0 |  | DI 32*DC24V
| 223 | I/O MODULE | PLC | SIEMENS | ********** | 6ES7-212-1AB22-0XB0
BHANU | 224 | EM 235 | PLC | SIEMENS | SC T3K54507 | 6ES7 235-0KD22-0XA0 |  | AI4/AQ1*12 BIT 21-28VDC
| 225 | CPU 315-2 DP | PLC | SIEMENS | SC -VDH430252007 | 6ES7 315-2AG10-0AB0 |  | INPUT : DC24V
| 226 | INPUT MODULE | PLC | SIEMENS | SC W9UY9398 | 6ES7 321-1BL00-0AA0 |  | DI 32 * DC 24V
| 227 | OUTPUT MODULE | PLC | SIEMENS | SC WNUD0820 | 6ES7 322-1HF10-0AA0 |  | DO 8* RELAY AC 230V
| 228 | OUTPUT MODULE | PLC | SIEMENS | SC W8UJ8940 | 6ES7 322-1BH01-0AA0 |  | DO 16*DC 24V / .5A
| 229 | CPU 216-2 | PLC | SIEMENS |  | 6ES7 216-2AD00-0XB0 |  | DI 24/DO16 24V DC
| 230 | CPU 222 | PLC | SIEMENS | SC-T9****** | 6ES7-212-1AB23-0XB0 |  | DI8/DO6 24VDC
| 231 | EM 221 | PLC | SIEMENS | SC-SDE28336 | 6ES7 221-1BF22-0XA0 |  | DI8 24V DC
| 232 | EM232 | PLC | SIEMENS | SC-VOEO6735 | 6ES7 232-0HB22-0XA0 |  | AQ2*12 BIT
| 233 | LOGO | PLC | OMRON | 16411M | ZEN-20C1DR-D-V2 |  | DI12/DO8 INPUT: DC12-24V,OUT:24V DC
| 234 | LOGO | PLC | OMRON | 03812M | ZEN-20C1DR-D-V2 |  | DI12/DO8 INPUT: DC12-24V,OUT:24V DC
| 235 | LOGO EXTENSION | PLC | OMRON | 12111M | ZEN-8E1DR |  | DI4/DO4 24VDC
| 236 | LOGO EXTENSION | PLC | OMRON | 27810M | ZEN-8E1DR |  | DI4/DO4 24VDC
| 237 | LOGO EXTENSION | PLC | OMRON | 2430600 0000 | ZEN-8EDR |  | DI4/DO4 24VDC
| 238 | LOGO EXTENSION | PLC | OMRON | 2430 6E6 | ZEN-8EDR |  | DI4/DO4 24VDC
| 239 | LOGO | PLC | OMRON | 1250 6E6 | ZEN-10C1DR-D-V1 |  | DI6/DO4 24VDC
| 240 | LOGO | PLC | OMRON | 30x10m | ZEN-10C1DR-D-V2 |  | DI6/DO4 24VDC
| 241 | MASTER K80S | PLC | LS | 10010401538 | K7M-DR30S |  | DI18/DO12 AC 100-240V
| 242 | MASTER K80S | PLC | LS | 71001000 | K7M-DR30S |  | DI18/DO12 AC 100-240V
| 243 | MASTER K80S | PLC | LG | 202201440 | K7M-DT40S |  | DI24/DO16 AC 100-240V
| 244 | MASTER K80S | PLC | LS | 6102500231 | K7M-DR60S |  | DI36/DO24 AC 100-240V
| 245 | MASTER K120S | PLC | LS | 7062000191 | K7M-DR20U |  | DI12/DO8 AC100-240V
| 246 | MASTER K120S | PLC | LS | 10042100515 | K7M-DR60U (N) |  | DI36/DO24 AC 100-240V
| 247 | MASTER K120S | PLC | LS | 10021000555 | K7M-DR14UE |  | DI8/DO6 AC 100/240V
| 248 | MASTER K80S | PLC | LG | 503290824 | K7M-DR30S | BATTERY | DI18/DO12 AC 100-240V
| 249 | MASTER K80S | PLC | LG | 312160337 | K7M-DR30S | BATTERY | DI18/DO12 AC 100-240V
| 250 | MASTER K80S | PLC | LG | 503290829 | K7M-DR30S | BATTERY | DI18/DO12 AC 100-240V
| 251 | OUTPUT MODULE | PLC | SIEMENS | SC-UDJ99064 | 6ES7 322-1HH01-0AA0 |  | DO 16* RELAY 24V DC
| 252 | CP 340 | PLC | SIEMENS | SC-V1H58035 | 6ES7 340-1AH02-0AE0 |  | ********************
| 253 | EM 241 | PLC | SIEMENS | SC V4A78990 | 6ES7 241-1AA22-0XA0 |  | TELEPHONE MODAM
| 254 | I/O MODULE | PLC | MITSUBISHI | AAM002694 | AX2N-64MR-ES | BATTERY | AC 100-240 DI32/DO32
| 255 | CPU 102 S5-100U | PLC | SIEMENS | S C-JDE02946 | 6ES5 102-8MA02
| 256 | S5-100U CPU 100 | PLC | SIEMENS | ********* | 6ES5 100-8MA02
| 257 | BATTERY CHARGER | ** | SPAN | R-0712500 |  |  | INPUT : 230V AC OUTPUT : 12V DC/10AMP
| 258 | EM231 | PLC | SIEMENS | SC-SNE47893 | 6ES7 231-0HC22-0XA0 |  | INPUT : 24V AI4*12 BIT
| 259 | CPU 224 CN | PLC | SIEMENS | S ZVWNSM048540 | 6ES7 214-1AD23-0XBB |  | INPUT : 24V DC DI14/DO10
| 260 | OUTPUT MODULE | PLC | SIEMENS | SC-MN200420 | 6ES7 322-1BF01-0AA0 |  | D0 8*24V DC
| 261 | OUTPUT MODULE | PLC | SIEMENS | SC-MN547648 | 6ES7 322-1BF01-0AA0 |  | D0 8*24V DC
| 262 | MASTER K30S | PLC | LG | 80108000579 | K32P-DRS |  | AC 110-220V DI16/DO16
| 263 | CP1E | PLC | OMRON | 15910M | CP1E-N40DR-A |  | AC 100-240V,50/60HZ DI 24/DO 16*24V DC
| 264 | CP1E | PLC | OMRON | 04809M | CP1E-N40DR-A |  | AC 100-240V,50/60HZ DI 24/DO 16*24V DC
| 265 | MASTER-K30S | PLC | LG | 81117000122 | K32PA-DRS |  | AC 110-220V
| 266 | MASTER-K30S | PLC | LG | 71031000240 | K32P-DRS |  | AC 110-220V
| 267 | MICRO LOGIX | PLC | ALLEN BRADLEY | 1152050050 | 1762-L24BWA |  | INPUT : 24V DC OUTPUT RELAY 1440V A MAX
| 268 | SYSMAC CPUM2A | PLC | OMRON | 1266S | CPM2A-60CDR-A |  | INPUT : 24V DC 5MA OUTPUT : 24V DC 250V AC
| 269 | SENTRON WL | PLC | SIEMENS | 9104030 05726 | 3WL9111-0AT20-0AA0 |  | CONFIGURABLE RELAY OUTPUT
| 270 | SENTRON WL | PLC | SIEMENS | 9104030 05743 | 3WL9111-0AT20-0AA0 |  | CONFIGURABLE RELAY OUTPUT
| 271 | SENTRON WL | PLC | SIEMENS | 910403 009730 | 3WL9111-0AT20-0AA0 |  | CONFIGURABLE RELAY OUTPUT
| 272 | PROGRAMABLE CONTROLLER | PLC | FATEK | 74H119110158 | FB-24MCT-D |  | INPUT : 24V DC OUTPUT : 24V 400MA
| 273 | ********* | PLC | TELE MECANIQUE | ********* | ********** |  | INPUT : 14 OUTPUT : 10
| 274 | INPUT MODULE | PLC | ALLEN BRADLEY | 7M6EE1QU | 1762-IQ16 |  | INPUT : 24V DC
| 275 | INPUT MODULE | PLC | ALLEN BRADLEY | 7M6EE5JJ | 1762-IQ16 |  | INPUT : 24V DC
| 276 | INPUT MODULE | PLC | ALLEN BRADLEY | 7M6BM6IF | 1762-IQ16 |  | INPUT : 24V DC
| 277 | INPUT MODULE | PLC | ALLEN BRADLEY | 7M6CZ2CI | 1762-IQ16 |  | INPUT : 24V DC
| 278 | OUTPUT MODULE | PLC | ALLEN BRADLEY | 7M6ED1MC | 1762-OW16 |  | INPUT : 24V DC OUTPUT : 240V AC RELAY
| 279 | OUTPUT MODULE | PLC | ALLEN BRADLEY | 7M6EF2QN | 1762-OW16 |  | INPUT : 24V DC OUTPUT : 240V AC RELAY
| 280 | EM 221 | PLC | SIEMENS | SC-U6E57105 | 6ES7 221-1BF22-0XA0 |  | INPUT : DI 8*24V DC
| 281 | EM 221 | PLC | SIEMENS | SC-U8L27400 | 6ES7 221-1BF22-0XA0 |  | INPUT : DI 8*24V DC
| 282 | EM223 | PLC | SIEMENS | SC-A7VE6907 | 6ES7 223-1BH22-0XA0 |  | INPUT : DI8 /DO8 *24V DC
| 283 | CPU 224 | PLC | SIEMENS | S CW1P32965 | 6ES7 214-1BD23-0XB0 |  | INPUT : 230V AC DI14/DO10 RELAY
| 284 | LOGO POWER SUPPLY | PLC | SIEMENS | S Q6A1S65331 | 6EP1332-1SH42 |  | INPUT : AC 100-240V OUTPUT : 24V DC/2.5A
| 285 | LOGO EXTENSION | PLC | SIEMENS | S ZVD9MK0205665 | 6ED1 055-1FB00-0BA1 |  | INPUT : AC115-240 4INPUTS OUTPUT : 4*RELAY
| 286 | LOGO EXTENSION | PLC | SIEMENS | S ZVF0MK0274968 | 6ED1 055-1FB00-0BA1 |  | INPUT : AC115-240 4INPUTS OUTPUT : 4*RELAY
| 287 | MICRO LOGIX 1500 | PLC | ALLEN BRADLEY | 38040006 | 1764-28BXB |  | INPUT : 24V DC 16 INPUTS OUTPUT : 12
| 288 | ZEN CPU | PLC | OMRON | 1155 E6 | ZEN=10C1DR-D-V1 |  | INPUT : 24V DC DI6/DO4
| 289 | ZEN EXTENSION | PLC | OMRON | 1835 E6 | ZEN-8EDR |  | INPUT : 24V DC DI4/DO4
| 290 | MASTER K 80S | PLC | LG | 312101519 | K73-DR60S |  | INPUT : AC100-240V 66VA OUTPUT : DC24,AC220 2A/POINT
| 291 | ZEN CPU | PLC | OMRON | 24608M | ZEN-20C1DR-D-V2 |  | INPUT: DC 12-24V,DI12/DO8
| 292 | LOGO CPU | PLC | SIEMENS | S ZVB7NA0276437 | 6ED1 052-1FB00-0BA6 |  | INPUT : AC/DC 115-240 V ,8*AC/DC OUTPUT : 4RELAY/10A
| 293 | LOGO EXTENSION | PLC | SIEMENS | S ZVX6MK0292749 2016 | 6ED1 055-1FB00-0BA1 |  | INPUT : AC/DC115-240 V ,4*AC DC OUTPUT : 4*RELAY/5A
| 294 | LOGO EXTENSION | PLC | SIEMENS | S ZVV1MK027533 | 6ED1 055-1FB00-0BA1 |  | INPUT : AC/DC115-240 V ,4*AC DC OUTPUT : 4*RELAY/5A
| 295 | LOGO EXTENSION | PLC | SIEMENS | S ZVV1MK027963 | 6ED1 055-1FB00-0BA1 |  | INPUT : AC/DC115-240 V ,4*AC DC OUTPUT : 4*RELAY/5A
| 296 | LOGO EXTENSION | PLC | SIEMENS | S ZVVDMH00A3376 | 6ED1 055-1HB00-0BA0 |  | INPUT : AC/DC 24 V ,4*AC DC OUTPUT : 4*RELAY/5A
| 297 | EM223 | PLC | SIEMENS | SC-S6L07310 | 6ES7 223-1BF22-0XA0 |  | INPUT : 24V DC DI4/DO4
| 298 | LOGO POWER SUPPLY | PLC | SIEMENS | SF2R7619062 | 6EP1331-1SH01 |  | INPUT : AC120-230V 50/60Hz .48/.3A OUTPUT: DC24V/1.3A
| 299 | LOGO EXTENSION | PLC | SIEMENS | SC-T3K05161 | 6ED1 055-1FB00-0BA1 |  | INPUT : AC/DC115-240 V ,4*AC DC OUTPUT : 4*RELAY/5A
| 300 | LOGO EXTENSION | PLC | SIEMENS | S ZVU0MK000961 | 6ED1 055-1FB00-0BA1 |  | INPUT : AC/DC115-240 V ,4*AC DC OUTPUT : 4*RELAY/5A
| 301 | LOGO EXTENSION | PLC | SIEMENS | S ZVX9MK0000754 | 6ED1 055-1FB00-0BA1 |  | INPUT : AC/DC115-240 V ,4*AC DC OUTPUT : 4*RELAY/5A
| 302 | LOGO EXTENSION | PLC | SIEMENS | SC-T3K10098 | 6ED1 055-1MB00-0BA1 |  | INPUT : DC12/24V 4*DC,OUTPUT : 4*RELAY /5A
| 303 | LOGO CPU | PLC | SIEMENS | S ZVC1YMY039681 | 6ED1 052-1CC01-0BA6 |  | INPUT : 24V DC DI8 OUTPUT :4*TRANISISTER/.3A
| 304 | LOGO CPU | PLC | SIEMENS | SC-P9F11285 | 6ED1 052-1***** | DSPY PBLM | INPUT : DC 12/24V DI8 OUTPUT : 4*RELAY
| 305 | LOGO CPU | PLC | SIEMENS | S ZVVNMD060869 | 6ED1 052-1FB00-0BA5 | DSPY PBLM | INPUT : AC/DC 115-240V 8*AC/DC OUTPUT : 4*RELAY/10A
| 306 | ZEN EXTENSION | PLC | OMRON | 1395 E6 | ZEN-8EDR |  | INPUT : 24V DC DI4/DO4
| 307 | VERSA MAX MICRO CONTROL | PLC | GE FANUC | 7000200651 | IC200UDR005-BG |  | INPUT : 100-240V AC DI16 OUTPUT : Q1 24V DC ,Q2-12,24V DC /240AC
| 308 | MICRO LOGIX | PLC | ALLEN BRADLEY | 459020-3891 | 1762-OF4 |  | INPUT : 24V DC OUTPUT : 4 ANALOG
| 309 | PICO | PLC | ALLEN BRADLEY | 04-23640499925 | 1760-L12BWB | PASS WORD ASKING | INPUT : 24V DC DI8/DO4* RELAY
| 310 | PICO | PLC | ALLEN BRADLEY | 04-2314028194 | 1760-L18 AWA | DSP PRBLM | INPIT : 120/240V AC 50/60Hz DI12 OUTPUT : 6*RELAY /8A
| 311 | AC 31 | PLC | ABB | ************ | 07KR51 | NT TESTED | INPUT : 120/230V AC DI8/DO6*RELAY
| 312 | AC31 EXTENSION | PLC | ABB | **BP260101R1001 | XO08R1 | NT TESTED | OUTPUT : DO8*RELAY
| 313 | AC31 EXTENSION | PLC | ABB | 1SBP260103R1001 | XM06B5 | NT TESTED | AI4/AO2
| 314 | ANALOG MODULE | PLC | MITSUBISHI | 566896 | FX-4AD | NT TESTED | INPUT : DC24V ,4CHANNEL
| 315 | ANALOG MODULE | PLC | MITSUBISHI | 749064 | FX-4AD | NT TESTED | INPUT : DC24V ,4CHANNEL
| 316 | ANALOG MODULE | PLC | MITSUBISHI | 746310 | FX-2DA | NT TESTED | INPUT : 24V DC,2 CHANNEL
| 317 | KV-24DT | PLC | KEYENCE | 780743 | KV-24DT | NT TESTED | INPUT : 24V DC DI416/DO8
| 318 | VERSA MAX MICRO CONTROL | PLC | GE | 7000278324 | IC200UAL006-DK |  | INPUT : 100-240V AC OUTPUT : 24V DC DI13/DO10/AI2/AO1
| 319 | VERSA MAX MICRO CONTROL | PLC | GE | 7000278401 | IC200UAL006-DK |  | INPUT : 100-240V AC OUTPUT : 24V DC DI13/DO10/AI2/AO1
| 320 | VERSA MAX MICRO CONTROL | PLC | GE | 7000248267 | IC200UAL006-DJ |  | INPUT : 100-240V AC OUTPUT : 24V DC DI13/DO10/AI2/AO1
| 321 | VERSA MAX MICRO CONTROL | PLC | GE | 7000242170 | IC200UAL006-DK |  | INPUT : 100-240V AC OUTPUT : 24V DC DI13/DO10/AI2/AO1
| 322 | VERSA MAX MICRO CONTROL | PLC | GE | 7000278544 | IC200UAL006-DK |  | INPUT : 100-240V AC OUTPUT : 24V DC DI13/DO10/AI2/AO1
| 323 | VERSA MAX MICRO CONTROL | PLC | GE | 7000264499 | IC200UAL006-DK |  | INPUT : 100-240V AC OUTPUT : 24V DC DI13/DO10/AI2/AO1
| 324 | VERSA MAX MICRO CONTROL | PLC | GE | 700027362 | IC200UAL006-DJ |  | INPUT : 100-240V AC OUTPUT : 24V DC DI13/DO10/AI2/AO1
| 325 | VERSA MAX MICRO CONTROL | PLC | GE | 7000248300 | IC200UAL006-DJ |  | INPUT : 100-240V AC OUTPUT : 24V DC DI13/DO10/AI2/AO1
| 326 | VERSA MAX MICRO CONTROL | PLC | GE | 7000113667 | IC200UDR005-BD |  | INPUT : 100-240V AC DI16 OUTPUT : Q1 24V DC ,Q2-12,24V DC /240AC
| 327 | VERSA MAX MICRO CONTROL | PLC | GE | 7000173138 | IC200UDR001-BC |  | INPUT: 100-240VAC DI8 OUTPUT: DO6 *24VDC/240VAC 2A
| 328 | SERIES 90 MICRO | PLC | GE | 9815441 | IC693UDR001RP1 |  | INPUT: 100-240VAC DI8 OUTPUT: DO6 *24VDC/240VAC 2A
| 329 | CQM1H | PLC | OMRON | 380 | CQM1H-CPU21 |  | INPUT:100-240VAC DI48/DO32
| 330 | CQM1H | PLC | OMRON | **** | CQM1H-CPU21 | NO CPU | INPUT:100-240VAC DI32/DO48
| 331 | CPM1A EXTENSION | PLC | OMRON | 1598M | CPM1A-20EDT | NT TESTING | INPUT:24V DC DI12/DO8
| 332 | BASE MODULE | PLC | GENIE-NX | G8DD*9 | 12-24V DC | PWD ASKING | INPUT 24VDC DI6/DO 4*RELAY
| 333 | COMPACT BLOCK IO | PLC | ALLEN BRADLEY | *********** | 1791D-16B0 | NT TESTING | INPUT : 24V DC DI16
| 334 | SR LCR | PLC | ARRAY | A07BG12077 | SR12MRDC | NT TESTING | INPUT : DC12/24V DC DI8/DO4*RELAY/10A
| 335 | S5-95U | PLC | SIEMENS | SC K1A75079 | 6ES5 095-8ME01 | NT TESTING | INPUT : 24V DI16/DO16
| 336 | SLC500 | PLC | ALLEN BRADLEY | ********** | ********* | NO CPU NO PS | INPUT : 5 SET 2 OUTPUTS
| 337 | OUTPUT MODULE | PLC | SIEMENS | J9 J1336170 | 6ES7 422-5EH00-0AB0 |  | DO 16*AC20-120 V
| 338 | OUTPUT MODULE | PLC | SIEMENS | J9 J0346024 | 6ES7 422-1FH00-0AA0 |  | DO16*AC120-230V
| 339 | OUTPUT MODULE | PLC | SIEMENS | J9 HN335736 | 6ES7 422-5EH00-0AB0 |  | DO 16*AC20-120 V
| 340 | OUTPUT MODULE | PLC | SIEMENS | J9 J2336489 | 6ES7 422-5EH00-0AB0 |  | DO 16*AC20-120 V
| 341 | OUTPUT MODULE | PLC | SIEMENS | J9 HN335701 | 6ES7 422-5EH00-0AB0 |  | DO 16*AC20-120 V
| 342 | OUTPUT MODULE | PLC | SIEMENS | J9 J0346008 | 6ES7 422-1FH00-0AA0 |  | DO16*AC120-230V
| 343 | OUTPUT MODULE | PLC | SIEMENS | J9J0346083 | 6ES7 422-1FH00-0AA0 |  | DO16*AC120-230V
| 344 | OUTPUT MODULE | PLC | SIEMENS | J9 J0346060 | 6ES7 422-1FH00-0AA0 |  | DO16*AC120-230V
| 345 | OUTPUT MODULE | PLC | SIEMENS | J9 J0346004 | 6ES7 422-1FH00-0AA0 |  | DO16*AC120-230V
| 346 | OUTPUT MODULE | PLC | SIEMENS | J9 J0346006 | 6ES7 422-1FH00-0AA0 |  | DO16*AC120-230V
| 347 | OUTPUT MODULE | PLC | SIEMENS | J9 J0346016 | 6ES7 422-1FH00-0AA0 |  | DO16*AC120-230V
| 348 | OUTPUT MODULE | PLC | SIEMENS | J9 J0346009 | 6ES7 422-1FH00-0AA0 |  | DO16*AC120-230V
| 349 | POWER SUPPLY | PLC | SIEMENS | S Q6J6334958 | 6ES7 407-0DA00-0AA0 |  | AC 120/230V .6/.3A 50/60Hz OUTPUT : DC5V/4A,DC 24V/.5A
| 350 | INPUT MODULE | PLC | SIEMENS | J9 H1333101 | 6ES7 421-1EL00-0AA0 |  | DI32*UC120V
| 351 | OUTPUT MODULE | PLC | SIEMENS | J9 J0346015 | 6ES7 422-1FH00-0AA0 |  | DO 16*AC 120/230V
| 352 | INPUT MODULE | PLC | SIEMENS | J9 H1333112 | 6ES7 421-1EL00-0AA0 |  | DI 32/UC120V
| 353 | INPUT MODULE | PLC | SIEMENS | J9 H2334081 | 6ES7 21-1EL00-0AA0 |  | DI 32*UC120V
| 354 | INPUT MODULE | PLC | SIEMENS | J9 HD335795 | 6ES7 421-5EH00-0AA0 |  | DI 16*AC120V
| 355 | INPUT MODULE | PLC | SIEMENS | J9 H2334036 | 6ES7 421-1EL00-0AA0 |  | DI32*UC120V
| 356 | INPUT MODULE | PLC | SIEMENS | J9 HD335794 | 6ES7 421-5EH00-0AA0 |  | DI16*AC120V
| 357 | INPUT MODULE | PLC | SIEMENS | J9 H1333174 | 6ES7 421-1EL00-0AA0 |  | DI32*UC120V
| 358 | INPUT MODULE | PLC | SIEMENS | J9 H1333069 | 6ES7 421-1EL00-0AA0 |  | DI32*UC120V
| 359 | INPUT MODULE | PLC | SIEMENS | J9 HD335793 | 6ES7 421-5EH00-0AA0 |  | DI16*AC120V
| 360 | INPUT MODULE | PLC | SIEMENS | J9 HD335797 | 6ES7 421-5EH00-0AA0 |  | DI 16*AC120V
| 361 | CPU 412-2 | PLC | SIEMENS | SVPU0373519 | 6ES7 412-2XG04-0AB0 | BAD
| 362 | INPUT MODULE | PLC | SIEMENS | J9 HD335782 | 6ES7 421-5EH00-0AA0 |  | DI16*AC120V
| 363 | OUTPUT MODULE | PLC | SIEMENS | J9 J0345994 | 6ES7 422-1FH00-0AA0 |  | DO 16*AC120/230V
| 364 | OUTPUT MODULE | PLC | SIEMENS | J9 J0346004 | 6ES7 422-1FH00-0AA0 |  | DO 16*AC120/230V
| 365 | OUTPUT MODULE | PLC | SIEMENS | J9 J0346028 | 6ES7 422-1FH00-0AA0 |  | DO 16*AC120/230V
| 366 | OUTPUT MODULE | PLC | SIEMENS | J9 HN335722 | 6ES7 422-5EH00-0AB0 |  | DO 16*AC20-120V
| 367 | CP 443-1 | PLC | SIEMENS | SVPN7475348 | 6GK7 443-1GX11-0XE0
| 368 | IM 461-0 | PLC | SIEMENS | SVPJ3301734 | 6ES7-461-0AA00-0AA0
| 369 | RACK | PLC | SIEMENS | S VPH3109684 | 6ES7 403-1T-0AA0
| 370 | OUTPUT MODULE | PLC | SIEMENS | SVP0441712 | 6ES7 422-1BL00-0AA0 |  | DO 32*DC24V/0.5A
| 371 | OUTPUT MODULE | PLC | SIEMENS | S VPV0441298 | 6ES7 422-1BL00-0AA0 |  | DO 32*DC24V/0.5A
| 372 | OUTPUT MODULE | PLC | SIEMENS | SVP0441714 | 6ES7 422-1BL00-0AA0 |  | DO 32*DC24V/0.5A
| 373 | OUTPUT MODULE | PLC | SIEMENS | S VPV0441853 | 6ES7 422-1BL00-0AA0 |  | DO 32*DC24V/0.5A
| 374 | OUTPUT MODULE | PLC | SIEMENS | SVPV0441835 | 6ES7 422-1BL00-0AA0 |  | DO 32*DC24V/0.5A
| 375 | OUTPUT MODULE | PLC | SIEMENS | S VPN442963 | 6ES7 422-1BL00-0AA0 |  | DO 32*DC24V/0.5A
| 376 | OUTPUT MODULE | PLC | SIEMENS | SVPV0441813 | 6ES7 422-1BL00-0AA0 |  | DO 32*DC24V/0.5A
| 377 | OUTPUT MODULE | PLC | SIEMENS | SVPV0441843 | 6ES7 422-1BL00-0AA0 |  | DO 32*DC24V/0.5A
| 378 | OUTPUT MODULE | PLC | SIEMENS | SVPV0441836 | 6ES7 422-1BL00-0AA0 |  | DO 32*DC24V/0.5A
| 379 | OUTPUT MODULE | PLC | SIEMENS | SVPV0441852 | 6ES7 422-1BL00-0AA0 |  | DO 32*DC24V/0.5A
| 380 | OUTPUT MODULE | PLC | SIEMENS | SVPV0441299 | 6ES7 422-1BLOO-OAAO |  | DO 32*DC24V/0.5A
| 381 | OUTPUT MODULE | PLC | SIEMENS | SVPV0441710 | 6ES7 422-1BL00-0AA0 |  | DO 32*DC24V/0.5A
| 382 | FPI EXPENSION UNIT | PLC | BHARATIA CUTLER HAMMER | BHFP 13813 | FP1-E8 | NOT TESTED | INPUT : 24V DC DI4 OUTPUT : 2A 250V AC DO4
| 383 | EUROTHERM |  |  | UK15717-1-4-05-00 | TE10 S PLF | NOT TESTED | INPUT : 240V 16A 47-63Hz
| 384 | MECHATROLINK VIO | PLC | YASKAWA | RD2077-987-18 | JAMSC-120EHC21140 | NOT TESTED
| 385 | S BUS | PLC | SMART INDUSTRIAL | 203854 | DIMMER 3A |  | INPUT : 24V DC
| 386 | S BUS | PLC | SMART INDUSTRIAL | 201130 | RELAY 16A |  | INPUT : 24V DC
| 387 | IM 461-3 | PLC | SIEMENS | SVPV9508615 | 6ES7 461-3AAA01-0AA0 |  | ************
| 388 | IM 460-0 | PLC | SIEMENS | SVPJ0304668 | 6ES7 460-0AA00-0AB0 |  | ************
| 389 | SM 431 | PLC | SIEMENS | SVPV0514251 | 6ES7 431-1KF00-0AB0 |  | AI 8*13 BIT 40V/20mA
| 390 | PS407 4A | PLC | SIEMENS | SVPD674153 | 6ES7 407-0DA02-0AA0 |  | AC 120/230V 0.42/0.31A 50/60Hz DC 120/230V 24V 0.5A
| 391 | SM 432 | PLC | SIEMENS | SVPV0503687 | 6ES7 432-1HF00-0AB0 |  | AO 8*13BIT 10V/20Ma
| 392 | SM431 | PLC | SIEMENS | SVPV0514255 | 6ES7 431-1KF00-0AB0 |  | AI 8*13 BIT 10V/20Ma
| 393 | SM431 | PLC | SIEMENS | SVP0514218 | 6ES7 431-1KF00-0AB0 |  | AI 8*13 BIT 10V/20Ma
| 394 | CPU 413-2DP | PLC | SIEMENS | SVPJ0304451 | 6ES7 413-2XG01-0AB0 |  | CPU 413-2DP
| 395 | RACK | PLC | SIEMENS | SVPJ9400697 | 6ES7 400-1TA00-0AA0 |  | RACK
| 396 | RACK | PLC | SIEMENS | SVPV8110600 | 6ES7 403-1A01-0AA0 |  | RACK
| 397 | NX7 OEMAX | PLC | ALLEN BRADLEY | 1XNX7X733A-IC0474 | NX7-20DDR-4G | NOT TESTED | INPUT:24VDC,DI12/DO8 *RELAY, AI4
| 398 | NX7 OEMAX | PLC | ALLEN BRADLEY | 1XNX7X733A-IC0131 | NX7-20DDR-4A | NOT TESTED | INPUT:24VDC,DI12/DO8 *RELAY ,AI4
| 399 | NX7 EXTENSION | PLC | ALLEN BRADLEY | 1XNX7X721A-I90884 | NX7-28EDR | NOT TESTED | INPUT: 24VDC DI16/D012*RELAY
| 400 | NX7 EXTENSION | PLC | ALLEN BRADLEY | 1XNX7X721A-I90440 | NX7-28EDR | NOT TESTED | INPUT: 24VDC DI16/D012*RELAY
| 401 | FBS | PLC | FATEK | 0410A | FBS-32MA | NOT TESTED | INPUT: 100-240VAC 50/60HZ 30VA DI20/DO12
| 402 | FBS | PLC | FATEK | 0619225Z0000 | FBS-60MAT-D | NOT TESTED | INPUT :24VDC 20VA DI36/DO24
| 403 | SYSMAC C40H | PLC | OMRON | 90A115 | C40H-C6DR-DE-V1 |  | INPUT :24VDC 20W DI24/DO16
| 404 | XMP8-15 | PLC | MESSUNG | BJ029 | BDIO 8/6R | NO DISPLAY&NOT TESTED | INPUT :90-265VAC DI8/DO6
| 405 | XMP8-15 | PLC | MESSUNG | 1071016 | BDIO 8/6R | NOT TESTED | INPUT :90-265VAC DI8/DO6
| 406 | XMP8-15 | PLC | MESSUNG | 3111028 | BDIO 8/6R | NOT TESTED | INPUT :90-265VAC DI8/DO6
| 407 | AC 31 | PLC | ABB | ***** | 07KR51 | NOT TESTED | INPUT: 120/230VAC DI8/DO6* RELAY
| 408 | AC 31 EXTENSION | PLC | ABB | ***** | XO08R1 | NOT TESTED | 8 RELAY OUTPUTS
| 409 | FBS | PLC | FATEK | 0619224Z0001 | FBS-60MA-D | NOT TESTED | INPUT: 24VDC 20VA DI36/DO24
| 410 | XMP8-15 | PLC | MESSUNG | 5081010 | BDIO 16/12R | NO DISPLAY& NOT TESTED | INPUT: 90-265 VAC DI16/DO12
| 411 | XMP8-15 EXTENSION | PLC | MESSUNG | **71035 | EDIO 06/04R | NOT TESTED | DI6/DO4
| 412 | XMP8-15 EXTENSION | PLC | MESSUNG | ***** | EDIO 06/04R | NOT TESTED | DI6/DO4
| 413 | XMP8-15 EXTENSION | PLC | MESSUNG | 7041044 | EDIO 06/04R | NOT TESTED | DI6/DO4
| 414 | XMP8-15 EXTENSION | PLC | MESSUNG | 6031057 | EDIO 06/04R | NOT TESTED | DI6/DO4
| 415 | XMP8-15 EXTENSION | PLC | MESSUNG | 5111030 | EDIO 8I | NOT TESTED | DI 8
| 416 | KV | PLC | KEYENCE | 5727081 | KV-16DT | NOT TESTED | INPUT :24VDC DI10/DO6
| 417 | KV | PLC | KEYENCE | 103729 | KV-16DT | NOT TESTED | INPUT :24VDC DI10/DO6
| 418 | KV | PLC | KEYENCE | 1708108 | KV-16DT | NOT TESTED | INPUT :24VDC DI10/DO6
| 419 | KV | PLC | KEYENCE | 4104000 | KV-16R | NOT TESTED | INPUT :24VDC DI10/DO6
| 420 | KV | PLC | KEYENCE | 5111908 | KV-16R | NOT TESTED | INPUT :24VDC DI10/DO6
| 421 | KV | PLC | KEYENCE | 5738503 | KV-16DR | NOT TESTED | INPUT :24VDC DI10/DO6
| 422 | ZEN | PLC | OMRON | 20Y06E | ZEN-10C1DR-D-V2 | PWD ASKING | INPUT: DC12-24V DC DI6/DO4 *RELAY
| 423 | ZEN | PLC | OMRON | 02806E | ZEN-10C1DR-D-V2 | PWD ASKING | INPUT: DC12-24V DC DI6/DO4 *RELAY
| 424 | ZEN | PLC | OMRON | 0843E | ZEN-10C1AR-A | CABLE PENDING | INPUT: 100-240VAC DI86/DO4
| 425 | ANALOG MODULE | PLC | MITSUBISHI | 2X8367 | FX2N-4DA | NOT TESTED | INPUT: 24V DC OUTPUT: -10V TO +10V, 0-20mA
| 426 | OUTPUT MODULE | PLC | MITSUBISHI | 6Z1914 | FX2N-8EYR-ES/UL | NOT TESTED | OUTPUT : 30VDC/240VAC 2A DO8
| 427 | INPUT MODULE | PLC | ALLEN BRADLEY | 459020-2040 | 1762-IQ16 | NOT TESTED | INPUT : 24V DC
| 428 | COMPACT BLOCK IO | PLC | ALLEN BRADLEY | ****** | 1791D-OB16PX | NOT TESTED | DO16
| 429 | CPM1A EXTENSION | PLC | OMRON | 21Z4 | CPM1A-8ED | NOT TESTED | INPUT: 24VDC DO8
| 430 | CPM1A EXTENSION | PLC | OMRON | 17Y6 | CPM1A-20EDR1 | NOT TESTED | INPUT:24VDC DO12/DO8
| 431 | FPI EXPENSION UNIT | PLC | BHARATIA CUTLER HAMMER | BHFP 13813 | FP1-E8 | NOT TESTED | INPUT: 24VDC DI4 ,OUTPUT: 2A 250VAC
| 432 | TWIDO | PLC | SCHNIDER ELECTRIC | 31034400006 | TWDLCAA24DR* | NOT TESTED | INPUT: 100-240VAC DI14/DO10
| 433 | TSX NANO | PLC | SCHNIDER AUIOMATION | 2102*** | TSX0**** | NOT TESTED | INPUT:100-240VAC DI6/DO4
| 434 | JB1 MICROCONTROLLER | PLC | SHARP | 3402220 | **** | NOT TESTED | INPUT: 100-240VAC 50/60HZ 10VA DI8/DO6
| 435 | JB1 MICROCONTROLLER | PLC | SHARP | 2402629 | JB-11A | NOT TESTED | INPUT: 100-240VAC 50/60HZ 10VA DI8/DO6
| 436 | JB1 MICROCONTROLLER | PLC | SHARP | 2402628 | JB-11A | NOT TESTED | INPUT: 100-240VAC 50/60HZ 10VA DI8/DO6
| 437 | MICROLINK | PLC | NHP | 111030098 | MLC14-AR | NOT TESTED | INPUT:100-240VAC DI8/DO6*RELAY
| 438 | INTERBUS-S | PLC | PHOENIX CONTACT | 7960253 | IBS STME 24 BK-T | NOT TESTED | INPUT: 24V DC
| 439 | INTERBUS-S | PLC | PHOENIX CONTACT | 7960237 | IBS STME 24 BK-T | NOT TESTED | INPUT: 24V DC
| 440 | INTERBUS-S | PLC | PHOENIX CONTACT | 7960279 | IBS STME 24 BK-T | NOT TESTED | INPUT: 24V DC
| 441 | INTERBUS | PLC | PHOENIX CONTACT | 2754927 | IB ST 24 DI 32/2 | NOT TESTED | INPUT:24V DC DI32
| 442 | INTERBUS | PLC | PHOENIX CONTACT | 4598327 | IB ST 24 DO 32/2 | NOT TESTED | INPUT: 24VDC DO32
| 443 | INTERBUS | PLC | PHOENIX CONTACT | ***** | IB ST 24 DI 32/2 | NOT TESTED | INPUT:24V DC DI32
| 444 | INTERBUS | PLC | PHOENIX CONTACT | ***** | IB ST 24 DO 16/3 | NOT TESTED | INPUT:24VDC DO16
| 445 | S-BUS | PLC | SMART INDUSTRIAL | 610696254054 | SB-LOGIC2-DN |  | INPUT:24VDC
| 446 | CPU 226XM | PLC | SIEMENS | S J********* | 6ES7 216-2AF22-0XB0 | IC BAD ( ISP2032E) | INPUT:24VDC DI24/DO16 DC/DC/DC
| 447 | EM 277 | PLC | SIEMENS | S C-B3T75797 | 6ES7 277-0AA22-0XA0 | NOT TESTED | INPUT: 21-28VDC PROFIBUS-DP
| 448 | CPU 226 | PLC | SIEMENS | S J 9N2490064 | 6ES7 216-2AD21-0XB0 |  | INPUT:24VDC DI32/D016 DC/DC/DC
| 449 | KV | PLC | KEYENCE | 4124400 | KV-16R | NOT TESTED | INPUT : 24V DC DI 10/DO6
| 450 | KV EXTENSION | PLC | KEYENCE | 4126202 | KV-8EYR | NOT TESTED | INPUT : 24V DC DO8
| 451 | KV EXTENSION | PLC | KEYENCE | 1565068 | KV-E8R | NOT TESTED | DO8
| 452 | KV EXTENSION | PLC | KEYENCE | 5161724 | KV-8ER | NOT TESTED | DI4/DO4
| 453 | KV EXTENSION | PLC | KEYENCE | 6102786 | KV-8ER | NOT TESTED | DI4/DO4
| 454 | KV EXTENSION | PLC | KEYENCE | 4166615 | KV-8ER | NOT TESTED | DI4/DO4
| 455 | KL EXTENSION | PLC | KEYENCE | 156147 | KL-N10V | NOT TESTED | **********
| 456 | KL EXTENSION | PLC | KEYENCE | 105066 | KL-N10V | NOT TESTED | **********
| 457 | CPU SR30 | PLC | SIEMENS | S ZBE4Y8J001691 | 6ES7 288-1SR30-0AA0 | NOT TESTED | INPUT : 120-240V AC DI18/DO12*RLY 30V DC 250V AC 2Amp
| 458 | SR 30 EXTENSION | PLC | SIEMENS | S ZVE4YF2001695 | 6ES7 288-2DT16-0AA0 | NOT TESTED | INPUT: 24VDC DI8/DO8*24V DC 0.75A
| 459 | MP 930 | PLC | YASKAWA | D00060063590091 | JEPMC-IO350 | NOT TESTED | INPUT : 24V DC
| 460 | MP 930 | PLC | YASKAWA | D00060063590094 | JEPMC-IO350 | NOT TESTED | INPUT : 24V DC
| 461 | NSC30 | PLC | NITTOKU | 9N3163-2-8 | JEPMC-IO300 | NOT TESTED | INPUT : 24V DC
| 462 | MICRO LOGIX 1200 | PLC | ALLEN BRADLEY | CH1234108583 | 1762-L40BWA | PASS WORD ASKING | INPUT : 240V AC DI24/DO16 *RELAY
| 463 | MICRO LOGIX 1200 | PLC | ALLEN BRADLEY | CH1232093906 | 1762-L40BWA | PASS WORD ASKING | INPUT : 240V AC DI24/DO16 *RELAY
| 464 | MICRO LOGIX 1200 | PLC | ALLEN BRADLEY | CH1233103320 | 1762-L40BWA | PASS WORD ASKING | INPUT : 240V AC DI24/DO16 *RELAY
| 465 | CPU 102 | PLC | SIEMENS | ********** | 6ES5 102-8MA02 | SWITCH BAD | INPUT : 24V DC
| 466 | CPU 102 | PLC | SIEMENS | ********** | 6ES5 102-8MA02 | SWITCH BAD | INPUT : 24V DC
mahender | 467 | CPM 1A | PLC | OMRON | ********** | N N , | NOT TESTED | INPUT : 230V AC DI22/DO14 * RELAY
| 468 | AC 31 EXTENSION | PLC | ABB | ********** | XO08R1 | NOT TESTED | 8 RELAY OUTPUTS 2A
| 469 | CPM 1 A EXTENSION | PLC | OMRON | ********** | 20EDR1 | NOT TESTED | DI12/DO8
| 470 | OUTPUT MODULE | PLC | SIEMENS | S C-W5D62118 | 6ES7 322-1BH01-0AA0 |  | INPUT : 24V DC DO16
| 471 | OUTPUT MODULE | PLC | SIEMENS | S C-W5D62122 | 6ES7 322-1BH01-0AA0 |  | INPUT : 24V DC DO16
| 472 | PROFIBUS-DP | PLC | BECKHOFF | 5103BA05000 | BK 3120 |  | A00/A02/A03
| 473 | PROFIBUS-DP | PLC | BECKHOFF | 0204BA05000 | BK 3120 |  | A01-A19
| 474 | EXPAMSION ADAPTER | PLC | UNITRONICS | HJ2501694 | EX-A1 |  | DC 12/24V
| 475 | MICRO CONTROLLER | PLC | GE-FANUC | 07000068035 239 | IC200UEX011-B |  | Q1-6,24V DC/240V AC 2A MAX
| 476 | INPUT/OUTPUT | PLC | LS | 50031120F28 | XBM-DN32S |  | INPUT : DC24V 4mA/P OUTPUT : DC 12/24V 0.2A/P
| 477 | INPUT/OUTPUT | PLC | LS | 11012601878 | XBM-DN32S |  | INPUT : DC 24V ,4mA OUTPUT : DC 12/24V 0.2A/p
| 478 | INPUT/OUTPUT | PLC | LS | 10072401186 | XBM-DN32S |  | INPUT : DC24V,4mA OUTPUT : DC12/24V 0.2A/P
| 479 | RS 232/RS485 | PLC | SMART-BUS | HDL-RS232.231 | SB-DN-232IP-PRO |  | DC 24V
| 480 | POWER SUPPLY | PLC | SMART-BUS | 18731505135 | SB-DN-PS750 |  | INPUT : AC 220V OUTPUT : DC 24V
| 481 | POWER SUPPLY MODULE | PLC | SMART-BUS | 132100 905039 | SB-DN-PS250
mahender | 482 | MICRO LOGIX 1200 | PLC | ALLEN BRADLEY | CH1237082629 | 1762-L40BWA |  | INPUT : 230V AC DI24/DO16 * RELAY
| 483 | MICRO LOGIX 1200 EXTENSION | PLC | ALLEN BRADLEY | 7N6GR1KJ | 1762-IQ16 |  | INPUT : 24V DC DI16
| 484 | AC 31 | PLC | ABB | 1SBP260010R1001 | 07KR51 |  | INPUT : 24V DC 10W DI8/DO6* RELAY
| 485 | AC 31 EXTENSION | PLC | ABB | 1SBP260106R1001 | XC32L1 |  | INPUT : 24V DC 32 I/O 2 FAST COUNTER
| 486 | AC 31 EXTENSION | PLC | ABB | 1SBP260110R1001 | XE08B5 |  | INPUT : 8 ANALOGS INPUTS
| 487 | AC 31 EXTENSION | PLC | ABB | 1SBP260106R1001 | XE08B5 |  | INPUT : 8 ANALOGS INPUTS
| 488 | AC 31 EXTENSION | PLC | ABB | 1SBP260106R1001 | XE08B5 |  | INPUT : 8 ANALOGS INPUTS
| 489 | PROGRAMABLE CONTROLLER | PLC | MITSUBISHI | 1060984 | FX1N-24MR-ES/UL |  | INPUT : 100-240V AC 50/60Hz 30W OUTPUT : 30V DC /240V AC 2A
| 490 | LOGO | PLC | SCHNEIDER | N998 | SR1 B101FU |  | INPUT : 100/240V AC DI6/DO4 * RELAY/8A
| 491 | OUTPUT MODULE | PLC | SIEMENS | S C-E5UW5782 | 6ES7 322-1BL00-0AA0 |  | INPUT : 24V DC DO32
| 492 | OUTPUT MODULE | PLC | SIEMENS | S C-F9BK1376 | 6ES7 322-1BL00-0AA0 |  | INPUT : 24V DC DO32
| 493 | OUTPUT MODULE | PLC | SIEMENS | S C-FOE73570 | 6ES7 322-1BL00-0AA0 |  | INPUT : 24V DC DO32
| 494 | OUTPUT MODULE | PLC | SIEMENS | S C-H2D25104 | 6ES7 326-2BF10-0AB0 |  | DO10*DC 24V/2A
| 495 | INPUT MODULE | PLC | SIEMENS | S C-H1AW0712 | 6ES7 321-1BL00-0AA0 |  | INPUT :24V DC DI32
| 496 | INPUT MODULE | PLC | SIEMENS | S C-D9TR9086 | 6ES7 321-1BL00-0AA0 |  | INPUT :24V DC DI32
| 497 | INPUT MODULE | PLC | SIEMENS | S C-H1B55761 | 6ES7 321-1BL00-0AA0 |  | INPUT :24V DC DI32
| 498 | INPUT MODULE | PLC | SIEMENS | S C-K3226475 | 6ES7 321-1BL00-0AA0 | WITH OUT TOP | INPUT :24V DC DI32
| 499 | I/O MODULE | PLC | SIEMENS | S C-R8F41155 | 6ES7 323-1BL00-0AA0 |  | INPUT :24V DC DI16/DO16
| 500 | ET 200 IM | PLC | SIEMENS | S C-H2A53761 | 6ES7 153-4BA00-0XB0 | NOT TESTED | INPUT :24V DC
| 501 | ET 200 S | PLC | SIEMENS | S C-W4P48156 | 6ES7 151-3AA22-0AB0 | NOT TESTED | INPUT : 24V DC
| 502 | ET 200 S EXTENSION | PLC | SIEMENS | S C-W5A39340 | 6ES7 138-4CA01-0AA0 | NOT TESTED | INPUT : 24V DC
| 503 | ET 200 S EXTENSION | PLC | SIEMENS | S C-W5K86565 | 6ES7 131-4BF00-0AA0 | NOT TESTED | INPUT : 24V DC DI8
| 504 | ET 200 S EXTENSION | PLC | SIEMENS | S C-W5K86546 | 6ES7 131-4BF00-0AA0 | NOT TESTED | INPUT : 24V DC DI8
| 505 | ET 200 S EXTENSION | PLC | SIEMENS | S C-W5A38327 | 6ES7 138-4CA01-0AA0 | NOT TESTED | INPUT : 24V DC
| 506 | ET 200 S EXTENSION | PLC | SIEMENS | S C-W5UU7690 | 6ES7 132-4BF50-0AA0 | NOT TESTED | INPUT : 24V DC DO8
| 507 | ET 200 S EXTENSION | PLC | SIEMENS | S C-W5UU7597 | 6ES7 132-4BF50-0AA0 | NOT TESTED | INPUT : 24V DC DO8
DEEPAK | 508 | RACK | PLC | SIEMENS | ********* | ********** | ******** | ***********
| 509 | CPU 224 | PLC | SIEMENS | S C-V8M29093 | 6ES7 214-1AD23-0XB0 |  | DI 14/DO10 24V DC
| 510 | EM 223 | PLC | SIEMENS | S C-V7K18379 | 6ES7 223-1PL22-0XA0 |  | DI 16/DO16 *RELAY
| 511 | CPU 224 CN | PLC | SIEMENS | S ZVD1SM0168445 | 6ES7 214-1AD23-0XB8 |  | DI 14/DO10 24V DC
| 512 | CPU 224 | PLC | SIEMENS | S J9M8238319 | 6ES7 214-1AD21-0XB0 |  | DI 14/DO10 24V DC
DHANALAXMI | 513 | EM221 | PLC | SIEMENS | SC-UDB98252 | 6ES7 221-1BH22-0XA0 |  | DI16*24V DC
| 514 | CPU 224 | PLC | SIEMENS | S C-V8K12139 | 6ES7 214-1AD23-0XB0 |  | DI 14/DO10 24V DC
| 515 | EM221 | PLC | SIEMENS | S C-U8E54426 | 6ES7 221-1BH22-0XA0 |  | DI 16*24V DC
| 516 | EM221 | PLC | SIEMENS | S C-V5K13413 | 6ES7 221-1BH22-0XA0 |  | DI 16*24V DC
| 517 | EM221 | PLC | SIEMENS | S C-RND24843 | 6ES7 221-1BF22-0XA0 |  | DI8* 24V DC
| 518 | EM221 | PLC | SIEMENS | S C-RND24848 | 6ES7 221-1BF22-0XA0 |  | DI8* 24V DC
| 519 | EM223 | PLC | SIEMENS | S J9M6173403 | 6ES7 223-1PH21-0XA0 | 1" OUTPUT NOT WORKING | DI8/DO8 * RELAY
| 520 | EM 277 | PLC | SIEMENS | SC-SDK53491 | 6ES7 277-0AA22-0XA0 |  | 24V DC
| 521 | CPU 226 | PLC | SIEMENS | S J9R9116554 | 6ES7 216-2AD22-0XB0 |  | DI24/DO16 * 24V DC
| 522 | CPU 226XM | PLC | SIEMENS | SJ9R0155947 | 6ES7 216-2AF22-0XB0 |  | DI24/DO16 * 24V DC
| 523 | SITOP POWER 5 | PLC | SIEMENS | S Q6S2350487 | 6EP1 333-1SL11 |  | INPUT : AC 230V/120V,OUTPUT : DC24V/5A
| 524 | ANALOG IN PUT | PLC | SIEMENS | S C-BDUU6286 | 6ES7 331-1KF02-0AB0 |  | INPUT : 24V DC 8 CHANNELS
| 525 | INPUT MODULE | PLC | SIEMENS | S CA3U52681 | 6ES7 131-4BF00-0AA0 |  | INPUT : 24V DC DI8
| 526 | INPUT MODULE | PLC | SIEMENS | S CA3U52880 | 6ES7 131-4BF00-0AA0 |  | INPUT : 24V DC DI8
| 527 | INPUT MODULE | PLC | SIEMENS | S C-A3U52663 | 6ES7 131-4BF00-0AA0 |  | INPUT : 24V DC DI8
| 528 | OUTPUT MODULE | PLC | SIEMENS | S C-A2UJ5468 | 6ES7 132-4BF00-0AA0 |  | INPUT : 24V DC DO8
| 529 | OUTPUT MODULE | PLC | SIEMENS | S CA2UJ4922 | 6ES7 132-4BF00-0AA0 |  | INPUT : 24V DC DO8
| 530 | OUTPUT MODULE | PLC | SIEMENS | S CA2UF4114 | 6ES7 132-4BF00-0AA0 |  | INPUT : 24V DC DO8
| 531 | OUTPUT MODULE | PLC | SIEMENS | S CA2UJ5024 | 6ES7 132-4BF00-0AA0 |  | INPUT : 24V DC DO8
| 532 | PM-E CONNECTOR | PLC | SIEMENS | S CA2UF0708 | 6ES7 138-4CA01-0AA0 |  | INPUT : 24V DC
| 533 | PM-E CONNECTOR | PLC | SIEMENS | ******** | ************* |  | *********
| 534 | OUTPUT MODULE | PLC | SIEMENS | S C-A2UJ5519 | 6ES7 132-4BF00-0AA0 |  | INPUT : 24V DC DO8
| 535 | OUTPUT MODULE | PLC | SIEMENS | S C-A2UJ4751 | 6ES7 132-4BF00-0AA0 |  | INPUT : 24V DC DO8
| 536 | OUTPUT MODULE | PLC | SIEMENS | S C-A2UJ5346 | 6ES7 132-4BF00-0AA0 |  | INPUT : 24V DC DO8
| 537 | OUTPUT MODULE | PLC | SIEMENS | S C-A2UK3004 | 6ES7 132-4BF00-0AA0 |  | INPUT : 24V DC DO8
| 538 | OUTPUT MODULE | PLC | SIEMENS | S C-A2UJ4632 | 6ES7 132-4BF00-0AA0 |  | INPUT : 24V DC DO8
| 539 | PM-E | PLC | SIEMENS | S C-A2UF1891 | 6ES7 138-4CA01-0AA0 |  | INPUT : 24V DC
| 540 | OUTPUT MODULE | PLC | SIEMENS | S C-A2UJ5106 | 6ES7 132-4BF00-0AA0 |  | INPUT : 24V DC DO8
| 541 | INPUT MODULE | PLC | SIEMENS | S C-A3U52623 | 6ES7 131-4BF00-0AA0 |  | INPUT : 24V DC DI8
| 542 | INPUT MODULE | PLC | SIEMENS | S C-A3UF6614 | 6ES7 131-4BF00-0AA0 |  | INPUT : 24V DC DI8
| 543 | INPUT MODULE | PLC | SIEMENS | S C-A3U52807 | 6ES7 131-4BF00-0AA0 |  | INPUT : 24V DC DI8
| 544 | INPUT MODULE | PLC | SIEMENS | S C-A3UF6718 | 6ES7 131-4BF00-0AA0 |  | INPUT : 24V DC DI8
| 545 | INPUT MODULE | PLC | SIEMENS | S C-A3U52666 | 6ES7 131-4BF00-0AA0 |  | INPUT : 24V DC DI8
| 546 | INPUT MODULE | PLC | SIEMENS | S C-A3UM0775 | 6ES7 131-4BF00-0AA0 |  | INPUT : 24V DC DI8
| 547 | INPUT MODULE | PLC | SIEMENS | S C-A3U52767 | 6ES7 131-4BF00-0AA0 |  | INPUT : 24V DC DI8
| 548 | POWER SUPPLY | PLC | LG | 90205000340 | K3S-220H |  | INPUT : 220V AC OUTPUT : 24V DC
| 549 | MASTER K 200 | CPU | LG | 90311000592 | K3P-04H | NO BATTERY | INPUT : 24V DC
| 550 | MASTER K 200 | PLC | LG | 80313001753 | K3X-210H |  | INPUT : 24V DC DI16
| 551 | MASTER K 200 | PLC | LG | 71103000823 | K3X-210H |  | INPUT : 24V DC DI16
| 552 | MASTER K 200 | PLC | LG | 80216011453 | K3Y-201H |  | INPUT : 24V DC DO16 *RELAY
| 553 | MASTER K 200 | PLC | LG | 80216011444 | K3Y-201H |  | INPUT : 24V DC DO16 *RELAY
| 554 | MASTER K 200 | PLC | LG | 90319001120 | K3X-210H |  | INPUT : 24V DC DI16
| 555 | MASTER K 200 | PLC | LG | 71103000813 | KSX-210H |  | INPUT : 24V DC DI16
| 556 | MASTER K 200 | PLC | LG | 96A10131400 | K3X-210H |  | INPUT : 24V DC DI16
| 557 | MASTER K 200 | PLC | LG | 90210000174 | K3Y-201H |  | INPUT : 24V DC DO16 *RELAY
| 558 | MASTER K 200 | CPU | LG | 70422001210 | K3P-04H |  | INPUT : 24V DC
| 559 | MASTER K 200 | CPU | LG | 80224000309 | K3P-04H |  | INPUT : 24V DC
| 560 | MASTER K 200 | PLC | LG | 1105001057 | K3Y-201H |  | INPUT : 24V DC DO16 *RELAY
| 561 | MASTER K 200 | PLC | LG | R1124000048 | K3Y-201H |  | INPUT : 24V DC DO16 *RELAY
| 562 | MASTER K 200 | PLC | LG | 71021000613 | K3Y-210H |  | INPUT : 24V DC DI16
| 563 | MASTER K 200 | PLC | LG | 80313001770 | K3X-210H |  | INPUT : 24V DC DI16
| 564 | MASTER K 200 | PLC | LG | 95A10060402 | K3X-210H |  | INPUT : 24V DC DI16
| 565 | POWER SUPPLY | PLC | LG | 90205000727 | K3S-220H |  | INPUT : 220V AC OUTPUT : 24V DC
| 566 | MASTER K 200 | CPU | LG | 90311000570 | K3P-04H |  | INPUT : 24V DC
| 567 | MASTER K 200 | PLC | LG | 90325000554 | K3X-210H |  | INPUT : 24V DC DI16
| 568 | MASTER K 200 | PLC | LG | 80313001772 | K3X-210H |  | INPUT : 24V DC DI16
| 569 | MASTER K 200 | PLC | LG | 95830150488 | K3Y-2101H |  | INPUT : 24V DC DO16 *RELAY
| 570 | MASTER K 200 | PLC | LG | 80216011455 | K3Y-201H |  | INPUT : 24V DC DO16 *RELAY
| 571 | MASTER K 200 | RACK | LG | 81211000877 | K3B-04H
| 572 | MASTER K 200 | RACK | LG | 812***000915 | K3B-04H
| 573 | MASTER K 200 | RACK | LG | 71120000612 | K3B-05H
| 574 | POWER SUPPLY | MELSEC-G | MITSUBISHI | 70035 | G62P | IC PENDING | 24V DC 0.2A
| 575 | PROCESSOR | PLC | MITSUBISHI | 70038 | G1HCPU | NOT TESTED
| 576 | INPUT | PLC | MITSUBISHI | 80021 | GX4IN | NOT TESTED | DI 32 INPUT
| 577 | INPUT | PLC | MITSUBISHI | 80020 | GX41N | NOT TESTED | DI 32 INPUT
| 578 | INPUT | PLC | MITSUBISHI | 60017 | GX40 | NOT TESTED | DI 16 INPUT
| 579 | *** | PLC | MITSUBISHI | 70008 | G1BLU | NOT TESTED | ********
| 580 | OUTPUT MODULE | PLC | MITSUBISHI | 70092 | GY41N | NOT TESTED | DO 32 OUTPUTS
| 581 | OUTPUT MODULE | PLC | MITSUBISHI | 70016 | GY60 | NOT TESTED | DO 8 OUTPUT
| 582 | OUTPUT MODULE | PLC | MITSUBISHI | 70012 | GY60 | NOT TESTED | DO 8 OUTPUT
| 583 | OUTPUT MODULE | PLC | MITSUBISHI | 70094 | GY41N | NOT TESTED | DO 32 OUTPUTS
| 584 | PROFI SAFE | PLC | SIEMENS | S C-W4US7089 | 6ES7 138-4FB02-0AB0 | NOT TESTED | DC 24V/2A
| 585 | LOGO | PLC | OMRON | 0174 E6 | ZEN-10C1DR-D-V1 |  | 24V DC 5A 250V AC 8A
| 586 | PROGRAM CONTROL | PLC | OMRON | 0795S | CPM1A-40CDR-A-V1 |  | INPUT : 100-240V AC 50/60Hz 60VA OUTPUT : 24V DC 0.3A
| 587 | TSX NANO | PLC | SCHNEIDER | 21014700337 | TSX 07 31 2412 |  | INPUT : 24V DC OUTPUT : 24V DC 0.5A
| 588 | OUTPUT MODULE | PLC | LG | 70612000038 | K3Y-201H |  | INPUT : 24V DC DO16 *RELAY
| 589 | SENSOR CONTROLLER | PLC | OMRON | 2380 0N | S3D8-CKF |  | INPUT : 100-240V AC 50/60Hz 45VA OUTPUT : 01.02.03.04 3A250V AC
| 590 | LOGIC CONTROLLER | PLC | ABACUS | S90206 | ABL1632 |  | 24V DC INPUT : 15 OUTPUT : 31
| 591 | POWER SUPPLY | PLC | ALLEN BRADLEY | 7M5AN2E0 | 1769-PA4 |  | INPUT : 24V DC 1.7A
| 592 | OUTPUT MODULE | PLC | ALLEN BRADLEY | 7M7AM4VL | 1769-0B16 |  | INPUT : 5V DC 0.2A 24V DC 0A DO16
| 593 | OUTPUT MODULE | PLC | ALLEN BRADLEY | 7M7AM6AK | 1769-0B16 |  | INPUT : 5V DC 0.2A 24V DC 0A DO16
| 594 | INPUT MODULE | PLC | ALLEN BRADLEY | 7M7AN2V1 | 1769-IQ16 |  | 5V DC 0.15A 24V DC 0A DI 16
| 595 | SYSMAC S6 | PLC | OMRON | 23X4M | 3G2S6-CPU15 |  | INPUT : 24V AC/DC DI12/DO8
| 596 | SYSMAC S6 | PLC | OMRON | 2885M | 3G2S6-CPU15 |  | INPUT : 24V AC/DC DI12/DO8
| 597 | SYSMAC S6 | PLC | OMRON | 2785M | 3G2S6-CPU15 |  | INPUT : 24V AC/DC DI12/DO8
| 598 | S6 EXTENSION | PLC | OMRON | 1986B | 3G2A3-ID411 |  | INPUT : 12-48V DC DI4
| 599 | S6 EXTENSION | PLC | OMRON | 1986B | 3G2A3-ID411 |  | INPUT : 12-48V DC DI4
| 600 | S6 EXTENSION | PLC | OMRON | 1986B | 3G2A3-ID411 |  | INPUT : 12-48V DC DI4
| 601 | S6 EXTENSION | PLC | OMRON | 1796B | 3G2A3-OC221 |  | OUTPUT : 2A 250V AC DO4
| 602 | CPU 226 | PLC | SIEMENS | S C-V3T56429 | 6ES7 216-2AD23-0XB0 |  | INPUT : 24V DC DI24/DO16
| 603 | CPU 226 | PLC | SIEMENS | SC-U6H54613 | 6ES7 216-2AD23-0XB0 |  | INPUT : 24V DC DI24/DO16
| 604 | EM223 | PLC | SIEMENS | SC-V4H24193 | 6ES7 223-1BL22-0XA0 |  | INPUT : 24V DC DI16/DO16
| 605 | EM223 | PLC | SIEMENS | SC-V3F81776 | 6ES7 223-1BL22-0XA0 |  | INPUT : 24V DC DI16/DO16
| 606 | EM223 | PLC | SIEMENS | SC-V8C45964 | 6ES7 223-1BL22-0XA0 |  | INPUT : 24V DC DI16/DO16
| 607 | CPU 224 XP | PLC | SIEMENS | SV-D****** | 6ES7 214-2BD23-0XB0 |  | INPUT : 85-264V AC DI14/DO10 RELAY AI2/AO1
| 608 | EM 231 | PLC | SIEMENS | S C-V8C54697 | 6ES7 231-0HC22-0XA0 |  | INPUT: 24V DC AI 4*12 BIT
| 609 | EM 231 | PLC | SIEMENS | S C-V3N63148 | 6ES7 231-0HC22-0XA0 |  | INPUT: 24V DC AI 4*12 BIT
| 610 | EM241 | PLC | SIEMENS | SC-V3C11789 | 6ES7 241-1AA22-0XA0 |  | INPUT : 24V DC
| 611 | EM241 | PLC | SIEMENS | SC-U8P17925 | 6ES7 241-1AA22-0XA0 |  | INPUT : 24V DC
| 612 | CPU 313C | PLC | SIEMENS | SC-BDT21529 | 6ES7 313-5BF03-0AB0 | DAMAGE | INPUT : 24V DC DI24/DO16/ AI5/AO2
only 1dp | 613 | CPU 313C-2DP | PLC | SIEMENS | SC-TOH85471 | 6ES7 313-6CE01-0AB0 | DAMAGE | INPUT : 24V DC DI16/DO16
| 614 | COMPACT BLOCK IO | PLC | ALLEN BRADLEY | SV3HX9WY | 1791DS-IB8XOB8 | NOT TESTED | INPUT : 24V DC DI8/DO8
| 615 | COMPACT BLOCK IO | PLC | ALLEN BRADLEY | SV3HX9XD | 1791DS-IB8XOB8 | NOT TESTED | INPUT : 24V DC DI8/DO8
| 616 | COMPACT BLOCK IO | PLC | ALLEN BRADLEY | SV3HF2PU | 1791DS-IB8XOB8 | NOT TESTED | INPUT : 24V DC DI8/DO8
| 617 | ET200S | PLC | SIEMENS | SC-B7U64079 | 6ES7 151-3AA23-0AB0 |  | 24V DC
| 618 | PM-E | PLC | SIEMENS | SC-BNUE0034 | 6ES7 138-4CA01-0AA0
| 619 | OUTPUT MODULE | PLC | SIEMENS | SC-BNUF5336 | 6ES7 132-4BF00-0AA0 |  | 24V0DC DO8
| 620 | OUTPUT MODULE | PLC | SIEMENS | SC-BNUF9355 | 6ES7 132-4BF00-0AA0 |  | 24V0DC DO8
| 621 | OUTPUT MODULE | PLC | SIEMENS | SC-BNUF8012 | 6ES7 132-4BF00-0AA0 |  | 24V0DC DO8
| 622 | OUTPUT MODULE | PLC | SIEMENS | SC-BNUF9341 | 6ES7 132-4BF00-0AA0 |  | 24V0DC DO8
| 623 | OUTPUT MODULE | PLC | SIEMENS | SC-BNUF8178 | 6ES7 132-4BF00-0AA0 |  | 24V0DC DO8
| 624 | OUTPUT MODULE | PLC | SIEMENS | SC-BNUF8009 | 6ES7 132-4BF00-0AA0 |  | 24V0DC DO8
| 625 | OUTPUT MODULE | PLC | SIEMENS | SC-BNUF9441 | 6ES7 132-4BF00-0AA0 |  | 24V0DC DO8
| 626 | OUTPUT MODULE | PLC | SIEMENS | SC-BNUF9563 | 6ES7 132-4BF00-0AA0 |  | 24V0DC DO8
| 627 | OUTPUT MODULE | PLC | SIEMENS | SC-BNUF9536 | 6ES7 132-4BF00-0AA0 |  | 24V0DC DO8
| 628 | OUTPUT MODULE | PLC | SIEMENS | SC-BNUF8003 | 6ES7 132-4BF00-0AA0 |  | 24V0DC DO8
| 629 | EM231 | PLC | SIEMENS | *********** | 231-0HC22-0XA0 |  | *********
| 630 | INPUT MODULE | PLC | SIEMENS | SC-P8A66544 | 6ES7 321-1BL00-0AA0 |  | 24V DC DI32
| 631 | INPUT MODULE | PLC | SIEMENS | SC-P8A66190 | 6ES7 321-1BL00-0AA0 |  | 24V DC DI32
| 632 | INPUT MODULE | PLC | SIEMENS | SC-P8A66545 | 6ES7 321-1BL00-0AA0 |  | 24V DC DI32
| 633 | INPUT MODULE | PLC | SIEMENS | SC-P8C55697 | 6ES7 321-1BL00-0AA0 |  | 24V DC DI32
| 634 | OUTPUT MODULE | PLC | SIEMENS | SC-P8C55698 | 6ES7 322-1BL00-0AA0 |  | 24V DC DO32
| 635 | OUTPUT MODULE | PLC | SIEMENS | SC-W7A95577 | 6ES7 322-1BL00-0AA0 |  | 24V DC DO32
| 636 | ANALOG OUTPUT | PLC | SIEMENS | SC-V2A88654 | 6ES7 332-5HD01-0AB0 |  | 24V DC AO4*12BIT
| 637 | FM350 | PLC | SIEMENS | SC-W1A04257 | 6ES7 350-1AH03-0AE0 |  | 24V DC
| 638 | FM350 | PLC | SIEMENS | SC-T6D54839 | 6ES7 350-1AH03-0AE0 |  | 24V DC
| 639 | I/O MODULE | PLC | SIEMENS | SC-P8A55216 | 6ES7 361-3CA01-0AA0 |  | 24V DC 25I/O
| 640 | MASTER-K80S | PLC | LS | 607071019 | K7M-DR40S |  | INPUT : AC100-240V DI 24/ DO 16 *RELAY
| 641 | CPU224 | PLC | SIEMENS | SC-WOVR4581 | 6ES7 214-1AD23-0XB0 |  | 24V DC DI10/DO14
| 642 | EM221 | PLC | SIEMENS | SC-WOU6O668 | 6ES7 221-1BF22-0XA0 |  | 24V DC DI8
| 643 | POWER SUPPLY | PLC | SIEMENS | SQ6JN400688 | 6ES7 307-1EA00-0AA0
| 644 | SMART I/O | PLC | LS | 840501686 | GRL-RY2A(N) |  | 220V AC 2A
| 645 | SMART I/O | PLC | LS | 10101104174 | GRL-D24A(N) |  | 24VDC-7MA
| 646 | EM223 | PLC | SIEMENS | SC-A1X29048 | 6ES7 223-1BH22-0XA0 |  | INPUT : 24V DC DI8/DO8
| 647 | EM221 | PLC | SIEMENS | SC A7T87484 | 6ES7 221-1BF22-0XA0 |  | INPUT : 24V DC DI8
mahendar | 648 | CPU226 | PLC | SIEMENS | SC A6VN1981 | 6ES7 216-2AD23-0XB0 |  | INPUT : 24V DC DI24/DO16
| 649 | CPU226 | PLC | SIEMENS | SC A6VN1395 | 6ES7 216-2AD23-0XB0 |  | INPUT : 24V DC DI24/DO16
| 650 | EM231 | PLC | SIEMENS | SC A6V02093 | 6ES7 231-0HC22-0XA0 |  | INPUT : 24V DC AI4*12 BIT
| 651 | EM231 | PLC | SIEMENS | SC A6V01626 | 6ES7 231-0HC22-0XA0 |  | INPUT : 24V DC AI4*12 BIT
| 652 | EM231 | PLC | SIEMENS | SC A1X42825 | 6ES7 231-0HC22-0XA0 |  | INPUT : 24V DC AI4*12 BIT
| 653 | EM231 | PLC | SIEMENS | SC A6V01681 | 6ES7 231-0HC22-0XA0 |  | INPUT : 24V DC AI4*12 BIT
| 654 | EM232 | PLC | SIEMENS | SCW6K46405 | 6ES7 232-0HB22-0XA0 |  | INPUT : 24V DC AO2*12 BIT
| 655 | EM241 | PLC | SIEMENS | ********** | 6ES7 241-1AA22-0XA0 |  | INPUT : 24V DC
| 656 | EM223 | PLC | SIEMENS | S J9P0517172 | 6ES7 223-1BF22-0XA0 |  | INPUT : 24V DC DI4/DO4
| 657 | EM223 | PLC | SIEMENS | S C-A6U14402 | 6ES7 223-1PL22-0XA0 |  | INPUIT : 24VDC DI16/DO16*RELAY
MACRO 10/07/18 | 658 | CPU224 | PLC | SIEMENS | SC-A1US8147 | 6ES7 214-1AD23-0XB0 |  | INPUT : 24V DI14/DO10
| 659 | GM4-CPUA | PLC | LG | T10670057 | GM4-CPUA | NOT TESTED | *************
| 660 | G4I | PLC | LG | 71209000274 | G4I-D22A | NOT TESTED | 24V DC DI16
| 661 | G4Q | PLC | LG | 80512000516 | G4Q-TR2A | NOT TESTED | 24V DC DO16
| 662 | G4F | PLC | LG | 7082000867 | G4F-HSCA | NOT TESTED | 24V DC
| 663 | G4F | PLC | LG | 80416000409 | G4F-HSCA | NOT TESTED | 24V DC
| 664 | G4F | PLC | LG | 6112901904 | G4F-RD2A | NOT TESTED | 24V DC
| 665 | G4F | PLC | LG | 10122302163 | G4F-RD2A | NOT TESTED | 24V DC
| 666 | G4F | PLC | LG | 7051000431 | G4F-RD2A | NOT TESTED | 24V DC
| 667 | G4F | PLC | LG | 1220948 | G4F-AD2A | NOT TESTED | 24V DC
| 668 | MASTER-K CPU | PLC | LS | 309240812 | K3P-07AS | NOT TESTED
| 669 | MASTER-K CPU | PLC | LS | 607050482 | K3P-07AS | NOT TESTED
| 670 | POWER SUPPLY | PLC | LS | 10072005071 | GM6-PAFA |  | 230V AC OUTPUT : 24V DC
| 671 | G6I | PLC | LS | 8101500420 | G6I-D22A | NOT TESTED | 24V DC DI16
| 672 | G6I | PLC | LG | 308190787 | G6I-D22A | NOT TESTED | 24V DC DI16
| 673 | G6I | PLC | LG | 607032344 | G6I-D22A | NOT TESTED | 24V DC DI16
| 674 | G6Q | PLC | LS | 602270571 | G6Q-RY2A | NOT TESTED | INPUT : 24V DC OUTPUT : DO16*RELAY
| 675 | G6Q | PLC | LG | 401097488 | G6Q-RY2A | NOT TESTED | INPUT : 24V DC OUTPUT : DO16*RELAY
| 676 | G6I | PLC | LG | 309032807 | G6I-D22A | NOT TESTED | 24V DC DI16
| 677 | G6Q | PLC | LG | 8141600812 | G6Q-TR4A | NOT TESTED | DC12/24V
| 678 | G6I | PLC | LG | 308190789 | G6I-D22A | NOT TESTED | 24V DC DI16
| 679 | CPU | PLC | NITTOKU | 9N3164-1-22 | NSC30 | NOT TESTED | DC 24V
| 680 | CPU | PLC | NITTOKU | 9N3164-1-29 | NSC30 | NOT TESTED | DC 24V
| 681 | INPUT UNIT | PLC | OMRON | 1315J | C200H-ID212 |  | INPUT: 24 VDC 7MA
| 682 | INPUT UNIT | PLC | OMRON | 1315J | C200H-ID212 |  | INPUT: 24 VDC 7MA
| 683 | OUTPUT UNIT | PLC | OMRON | 1725F | C200H-OD212 |  | 24 VDC 0.3A/4.8A
| 684 | OUTPUT UNIT | PLC | OMRON | 2836 | C200H-OD212 |  | 24 VDC 0.3A/4.8A
| 685 | OUTPUT UNIT | PLC | OMRON | 2025F | C200H-OD212 |  | 24 VDC 0.3A/4.8A
| 686 | CPU 214 REMOTE | PLC | SIEMENS | ********* | 6ES7 214-1AC01-0XB0 |  | INPUT:24VDC DI14/DO10
| 687 | SI-MUX/DI6 | PLC | SIEMENS | 675801 | SI-MUX/DI6 |  | INPUT:24VDC
| 688 | TSX NANO | PLC | TELE MECANIQUE | 2105100003 | TSX 07 31 1602 | NOT TESTED | INPUT:24VDC DI9/DI7
| 689 | C200HS | PLC | OMRON | 0835-CO-00301055 | C200HS-CPU31 | NO COMMUNICATION | INPUT:100-240VAC OUTPUT:24VDC
| 690 | ID212 | PLC | OMRON | 0736J | C200H-ID212 | NOT TESTED | 24VDC DI16
| 691 | OD212 | PLC | OMRON | 2836 | C200H-OD212 | NOT TESTED | 24VDC DO16
| 692 | ID212 | PLC | OMRON | 0636J | C200H-ID212 | NOT TESTED | 24VDC DI16
| 693 | ID212 | PLC | OMRON | 0736J | C200H-ID212 | NOT TESTED | 24VDC DI16
| 694 | ID212 | PLC | OMRON | 2415J | C200H-ID212 | NOT TESTED | 24VDC DI16
| 695 | ID212 | PLC | OMRON | 0836J | C200H-ID212 | NOT TESTED | 24VDC DI16
| 696 | ID212 | PLC | OMRON | 2415J | C200H-ID212 | NOT TESTED | 24VDC DI16
| 697 | ID212 | PLC | OMRON | 0636J | C200H-ID212 | NOT TESTED | 24VDC DI16
| 698 | OD212 | PLC | OMRON | 2836 | C200H-OD212 | NOT TESTED | 24VDC DO16
| 699 | OD212 | PLC | OMRON | 2836 | C200H-OD212 | NOT TESTED | 24VDC DO16
| 700 | C200HG | PLC | OMRON | 1897J | C200HG-CPU43-E | NOT TESTED
| 701 | PA204 POWER SUPPLY | PLC | OMRON |  | PA204 |  | INPUT:AC100-240V
| 702 | ID212 | PLC | OMRON | 0197N | C200H-ID212 |  | 24VDC DI16
| 703 | ID212 | PLC | OMRON | 0467N | C200H-ID212 |  | 24VDC DI16
| 704 | OD212 | PLC | OMRON | 1267 | C200H-ODC225 |  | 24VDC DO16
| 705 | OD217 | PLC | OMRON | 2247J | C200H-OD217 |  | 24VDC DO12
| 706 | OC225 | PLC | OMRON | 297 | C200H-OC225 |  | 24VDCDO16
| 707 | AD002 | PLC | OMRON | 0877N | C200H-AD002
| 708 | IM151-1 | PLC | SIEMENS | S C-U5N25685 | 6ES7 151-1AAO4-0AB0 |  | 24VDC
| 709 | CPU214 | PLC | SIEMENS | S C******* | 6ES7 214-2AD23 0XB0 |  | INPUT: 24VDC DI14/DO10
| 710 | EM221 | PLC | SIEMENS | S C-R2C23437 | 6ES7 221-1BF22-0XA0 |  | INPUT:24VDC DI8
| 711 | OUTPUT MODULE | PLC | SIEMENS | S C-W5A97587 | 6ES7 322-1BL00-0AA0 |  | INPUT:24VDC DO32
| 712 | I/O MODULE | PLC | TOSHIBHA | 99900136 | TDR128*6S |  | INPUT:100-240V AC DI14/DO14
| 713 | CPU 224 | PLC | SIEMENS | ******* | 6ES7 214-1AD23-0XB0 |  | INPUT:24VDC DI14/DO10
| 714 | CPU 224 XP | PLC | SIEMENS | SC-TNG62799 | 6ES7 214-2BD23-0XB0 |  | INPUT:230VAC DI14/D010*RELAY
MAHENDER 02/11/18 | 715 | CPU 224 XP | PLC | SIEMENS | SC-TOD08439 | 6ES7 214-2BD23-0XB0 |  | INPUT:230VAC DI14/D010*RELAY
| 716 | CPU 226 | PLC | SIEMENS | ********** | 6ES7 216-2AD22-0XB0 |  | INPUT:24VDC DI24/DO16
| 717 | AC31 | PLC | ABB | 08EC00B9 | 07CR41-A3.6 |  | INPUT:230VAC DI8/DO6*RELAY
| 718 | PC D235 | PLC | ABB | SG3148002035 | PC D235 A101 |  | INPUT:24VDC
| 719 | C200H | PLC | OMRON | 2568N | C200H-OC226N |  | D016*RELAY
| 720 | C200H | PLC | OMRON | 1776N | C200H-OC226N |  | D016*RELAY
| 721 | C200H | PLC | OMRON | 0858N | C200H-IM212 |  | INPUT:24VAC/DC DI16
| 722 | C200H | PLC | OMRON | 0778N | C200H-IM212 |  | INPUT:24VAC/DC DI16
| 723 | C200H | PLC | OMRON | 2568N | C200H-OC226N |  | D016*RELAY
| 724 | C200H | PLC | OMRON | 2368N | C200H-OC226N |  | D016*RELAY
| 725 | C200H | PLC | OMRON | 0778N | C200H-IM212 |  | INPUT:24VAC/DC DI16
| 726 | C200H | PLC | OMRON | 2211U | C200H-AD002 |  | 1-5V 4-20MA/0-10V,-10-+10V,8 POINTS
| 727 | CPU 314 | PLC | SIEMENS | S C-T6D56632 | 6ES7 314-1AF11-0AB0 |  | INPUT:24VDC
| 728 | C200H | PLC | OMRON | 2895F | C200H-OC222 |  | INPUT:24VDC DO12*RELAY
| 729 | C200H | PLC | OMRON | 18Y4F | C200H-OC222 |  | INPUT:24VDC DO12*RELAY
| 730 | C200H | PLC | OMRON | 2568N | C200H-OC226N |  | INPUT:24VDC DO16*RELAY
| 731 | C200H | PLC | OMRON | 0185U | C200H-AD002 |  | 1-5V 4-20MA/0-10V,-10-+10V,8 POINTS
| 732 | C200H | PLC | OMRON | 1855 | C200H-LK201-V1 |  | HOST LINK UNIT
| 733 | C200H | PLC | OMRON | 12661 | C200H-ASC02 |  | ASCII UNIT
| 734 | OUTPUT MODULE | PLC | SIEMENS | SC-T2B51968 | 6ES7 322-1BH01-0AA0 |  | DO16*24VDC
| 735 | DVPES2 | PLC | DELTA | 40ES200TW16230114 | DVP40ES2200T |  | INPUT:AC230V DI24/DQ16
| 736 | LS POWERSUPPLY | PLC | LS | 604253199 | GM4-PA2A |  | INPUT:220VAC 50/60HZ OUTPUT:24VDC0.7A
| 737 | MASTER-K 300 CPU | PLC | LS |  | K4P-15AS
| 738 | G4I | PLC | LS |  | G4I-D22A |  | DI16*24VDC
| 739 | G4I | PLC | LS |  | G4I-D22A |  | DI16*24VDC
| 740 | G4I | PLC | LS |  | G4I-D22A |  | DI16*24VDC
| 741 | G4Q | PLC | LS |  | G4Q-RY2A |  | DQ16
| 742 | G4Q | PLC | LS |  | G4Q-RY2A |  | DQ16
| 743 | G4Q | PLC | LS |  | G4Q-RY2A | LED TRACK PROBLEM | DQ16
| 744 | OMRON POWERSUPPLY | PLC | OMRON | 407010025 | CJ1W-PA202 |  | INPUT:100-240VAC 50/60HZ 50VA
| 745 | CPU42H | PLC | OMRON | 407230018 | CJ1G-CPU42H
| 746 | INPUT | PLC | OMRON | 407220018 | CJ1W-ID231 |  | 24VDC
| 747 | OUTPUT | PLC | OMRON | 50607H0116 | CJ1W-OD231 |  | 24VDC
| 748 | NC UNIT | PLC | OMRON | 407210005 | CJ1W-NC413 |  | 24VDC
| 749 | A/D UNIT | PLC | OMRON | 40614N0166 | CJ1W-AD041-V1 |  | 24VDC
| 750 | D/A UNIT | PLC | OMRON | 40607N0002 | CJ1W-DA021 |  | 24VDC
| 751 | CPU224 | PLC | SIEMENS | SC-TNJ97558 | 6ES7 214-1AD23-0XB0 |  | DI14/DO10*24VDC
| 752 | EM223 | PLC | SIEMENS | S J916171485 | 6ES7 223-1BF20-0XA0 |  | DI4/DO4*24VDC
| 753 | EM222 RELAY | PLC | SIEMENS | S J9N0105710 | 6ES7 212-1HF21-0XA0 |  | DO8*RELAY
| 754 | EM221 | PLC | SIEMENS | ***** | 6ES7 221-1BF22-0XA0 |  | DI8*24VDC
| 755 | EM221 | PLC | SIEMENS | ****** | 6ES7 221-1BF22-0XA0 |  | DI8*24VDC
| 756 | EM 232 ANALOG | PLC | SIEMENS | S J9P7402151 | 6ES7 232-0HB22-0XA0 |  | AQ2* 12 BIT
| 757 | ET 200S | PLC | SIEMENS | S C-X4VK6695 | 6ES7 151-1AA05-0AB0 |  | 24VDC
| 758 | ET 200S | PLC | SIEMENS | S CSDK23892 | 6ES7 151-1AA03-0AB0 |  | 24VDC
| 759 | PM-E | PLC | SIEMENS | S C-T1G18519 | 6ES7 138-4CA00-0AA0 |  | 24VDC
| 760 | ANALOG OUTPUT | PLC | SIEMENS | S C-T1G59499 | 6ES7 135-4FB00-0AB0 |  | 24VDC*AO2
| 761 | ANALOG OUTPUT | PLC | SIEMENS | S C-T1G59412 | 6ES7 135-4FB00-0AB0 |  | 24VDC*AO2
| 762 | ANALOG OUTPUT | PLC | SIEMENS | S C-T1G59411 | 6ES7 135-4FB00-0AB0 |  | 24VDC*AO2
| 763 | ANALOG OUTPUT | PLC | SIEMENS | S C-T1G59437 | 6ES7 135-4FB00-0AB0 |  | 24VDC*AO2
| 764 | I/O MODULE | PLC | MITSUBISHI | 41817 | FX2N-16MT-ESS/UL |  | INPUT:100-240VAC 5/60HZ DI8/DO8
| 765 | OUTPUT | PLC | MITSUBISHI | 2Y4798 | FX2N-16EYT-ESS/UL |  | DO16*24VDC
| 766 | ANALOG | PLC | MITSUBISHI | 2X8378 | FX2N-4DA |  | 24VDC O/P:-10V;+10V 0-20mA
| 767 | ANALOG | PLC | MITSUBISHI | 2Y1898 | FX2N-4AD |  | 24VDC
| 768 | CPU 315-2 DP | PLC | SIEMENS | S C-T1G24298 | 6ES7 315-2AG10-0AB0 |  | 24VDC
| 769 | INPUT MODULE | PLC | SIEMENS | S C-T1B01037 | 6ES7 321-1BH02-0AA0 |  | DI16*24VDC
| 770 | INPUT MODULE | PLC | SIEMENS | S C-T1B01039 | 6ES7 321-1BH02-0AA0 |  | DI16*24VDC
| 771 | CPU 314 | PLC | SIEMENS | S C-M3407591 | 6ES7 314-1AE04-0AB0 |  | 24VDC
| 772 | CPU 315 | PLC | SIEMENS | S C-M5621335 | 6ES7 315-1AF03-0AB0 |  | 24VDC
| 773 | ANALOG INPUT | PLC | SIEMENS | S C-VDB31704 | 6ES7 331-7KF02-0AB0 |  | 24VDC*4 CHANNEL
| 774 | ANALOG INPUT | PLC | SIEMENS | S C-VDB31709 | 6ES7 331-7KF02-0AB0 |  | 24VDC*4 CHANNEL
| 775 | ANALOG INPUT | PLC | SIEMENS | S C-VDB29634 | 6ES7 331-7KF02-0AB0 |  | 24VDC*4 CHANNEL
| 776 | ANALOG INPUT | PLC | SIEMENS | S C-V6D07809 | 6ES7 331-7KB02-0AB0 |  | 24VDC*1 CHANNEL
| 777 | INPUT MODULE | PLC | SIEMENS | SC-C9VH2778 | 6ES7 321-1BL00-0AA0 |  | DI32*24VDC
| 778 | INPUT MODULE | PLC | SIEMENS | S C-V5M30596 | 6ES7 321-1BL00-0AA0 |  | DI32*24VDC
| 779 | INPUT MODULE | PLC | SIEMENS | S C-V5M30597 | 6ES7 321-1BL00-0AA0 |  | DI32*24VDC
| 780 | INPUT MODULE | PLC | SIEMENS | S C-VNP31839 | 6ES7 321-1BL00-0AA0 |  | DI32*24VDC
| 781 | INPUT MODULE | PLC | SIEMENS | S C-V5M30595 | 6ES7 321-1BL00-0AA0 |  | DI32*24VDC
| 782 | INPUT MODULE | PLC | SIEMENS | S C-UOR40752 | 6ES7 321-1BL00-0AA0 |  | DI32*24VDC
| 783 | INPUT MODULE | PLC | SIEMENS | S C-ADV90871 | 6ES7 321-1BL00-0AA0 |  | DI32*24VDC
| 784 | INPUT MODULE | PLC | SIEMENS | S C-LN753842 | 6ES7 321-1BL00-0AA0 |  | DI32*24VDC
| 785 | OUTPUT MODULE | PLC | SIEMENS | S C-DOW15023 | 6ES7 322-1BL00-0AA0 |  | DO32*24VDC
| 786 | OUTPUT MODULE | PLC | SIEMENS | S C-VNE81124 | 6ES7 322-1BL00-0AA0 |  | DO32*24VDC
| 787 | OUTPUT MODULE | PLC | SIEMENS | S C-V5L86052 | 6ES7 322-1BL00-0AA0 |  | DO32*24VDC
APARNA | 788 | OUTPUT MODULE | PLC | SIEMENS | S C-VNP35624 | 6ES7 322-1BL00-0AA0 |  | DO32*24VDC
| 789 | CPU 315-2 DP | PLC | SIEMENS | S C-V5K52885 | 6ES7 315-2AG10-0AB0 | BOX DAMAGE | 24VDC
| 790 | INPUT MODULE | PLC | SIEMENS | S C-R7K64213 | 6ES7 321-1BH02-0AA0 | BOX DAMAGE | DI16*24VDC
| 791 | INPUT MODULE | PLC | SIEMENS | S C-K1271438 | 6ES7 321-1BH01-0AA0 | BOX DAMAGE | DI16*24VDC
| 792 | INPUT MODULE | PLC | SIEMENS | S C-K3514756 | 6ES7 321-1BH01-0AA0 | BOX DAMAGE | DI16*24VDC
| 793 | INPUT MODULE | PLC | SIEMENS | J9 FD329021 | 6ES7 321-1EH01-0AA0 | BOX DAMAGE | DI16*24VDC
| 794 | OUTPUT MODULE | PLC | SIEMENS | J9 FD330397 | 6ES7 322-1EH01-0AA0 |  | DO16*24VDC
| 795 | OUTPUT MODULE | PLC | SIEMENS | J9-FD329720 | 6ES7 322-1EH01-0AA0 | BOX DAMAGE | DO16*24VDC
| 796 | OUTPUT MODULE | PLC | SIEMENS | S C-S5J48757 | 6ES7 322-1HH01-0AA0 |  | DO16*24VDC
| 797 | OUTPUT MODULE | PLC | SIEMENS | S J9/R6 281585 | 6ES7 322-1FH01-0AA0 |  | DO16*24VDC
| 798 | OUTPUT MODULE | PLC | SIEMENS | S C-V4R21331 | 6ES7 322-1BF01-0AA0 |  | DO16*24VDC
| 799 | S7 FM 350 | PLC | SIEMENS | **** | 6ES7 350-**** |  | 24VDC
| 800 | SEND & RECEIVE | PLC | SIEMENS | S ZVV4LA040788 | 6ES7 365-0BA01-0AA0
| 801 | SIWAREX U | PLC | SIEMENS | S QAEV9 020878 | 7MH4601-1AA01 |  | 24V DC
| 802 | SIWAREX U | PLC | SIEMENS | S QAEV3018991 | 7MH4601-1AA01 | BOX DAMAGE | 24V DC
| 803 | SIWAREX U | PLC | SIEMENS | S LB U2 016433 | 7MH4601-1AA01 |  | 24V DC
| 804 | SIWAREX U | PLC | SIEMENS | S LB TO 013546 | 7MH4601-1AA01 | BOX DAMAGE | 24V DC
| 805 | SIWAREX U | PLC | SIEMENS | S LB S0 010699 | 7MH4601-1AA01 | BOX DAMAGE | 24V DC
| 806 | SIWAREX U | PLC | SIEMENS | S QAE W5 002055 | 7MH4950-1AA01 | BOX DAMAGE | 24V DC
| 807 | SIWAREX U | PLC | SIEMENS | S QAE A5 007479 | 7MH4950-1AA01 | BOX DAMAGE | 24V DC
| 808 | INTERFACE MODULE | PLC | SIEMENS | SC-VNL65914 | 6ES7 153-1AA03-0XB0 | BOX DAMAGE | 24V DC
| 809 | INPUT MODULE | PLC | SIEMENS | S C-K1271449 | 6ES7 321-1BH01-0AA0 |  | DI16*24VDC
| 810 | CPU 314 | PLC | SIEMENS | S C-P3D88421 | 6ES7 314-1AE04-0AB0 |  | 24VDC,0.7A
| 811 | CPU 314 | PLC | SIEMENS | S C-KN660991 | 6ES7 314-1AE03-0AB0 |  | 24VDC,0.7A
| 812 | CPU 314 | PLC | SIEMENS | S C-K1103975 | 6ES7 314-1AE02-0AB0 | BOX DAMAGE | 24VDC,0.7A
| 813 | CPU 313C-2DP | PLC | SIEMENS | S C-B7U878512011 | 6ES7 313-6CF03-0AB0 |  | 24VDC
| 814 | CPU 313C-2DP | PLC | SIEMENS | S C-V5G10000 | 6ES7 313-6CF03-0AB0 |  | 24VDC
| 815 | CPU 315 | PLC | SIEMENS | S C-L4115915 | 6ES7 315-1AF03-0AB0 |  | 24VDC
| 816 | CPU 314 | PLC | SIEMENS | S C-BNTS95762011 | 6ES7 314-1AG14-0AB0 | BOX DAMAGE | 24VDC
| 817 | CPU 315-2 DP | PLC | SIEMENS | S C-FDBN3162 2015 | 6ES7 315-2AH14-0AB0 | BOX DAMAGE | 24VDC
| 818 | ANALOG OUTPUT | PLC | SIEMENS | S C-MN652302 | 6ES7 332-5HD01-0AB0 | BOX DAMAGE | 4 CHANNEL*24VDC
| 819 | LOGO | PLC | SIEMENS | S C
| 820 | CPU 315-2DP | PLC | SIEMENS | S C-FDAS4425 2015 | 6ES7 315-2AH14-0AB0 |  | 24VDC
| 821 | CPU 226 | PLC | SIEMENS | S C-W5N97803 | 6ES7 216-2AD23-0XB0 |  | 24VDC DI24/DO16
| 822 | EM 223 | PLC | SIEMENS | SC-SDB91997 | 6ES7 223-1BL22-0XA0 |  | 24VDC DI16/DO16
| 823 | AC31 | PLC | ABB | 1SBP260026R1001 | 07CR41 | NOT TESTED | 24VDC DI8/DO6*RELAY
| 824 | AC31 EXTENSION | PLC | ABB | 1S130A20C23000A | XC32L1 | NOT TESTED | 24VDC 32I/O 2FAST COUNTERS
| 825 | AC31 EXTENSION | PLC | ABB | 1S130A20C3A0051 | XC32L1 | NOT TESTED | 24VDC 32I/O 2FAST COUNTERS
| 826 | MASTER K120S | PLC | LS | 5006B210AED | K7M-DR30UE |  | AC100-240V DI18/DO12
| 827 | FP1 CONTROL UNIT | PLC | NAIS MATSUSHITA | 197.65 | FP1-C16 | NOT TESTED | AC100-240V
| 828 | CPU319F-3PN/DP | PLC | SIEMENS | SC-W7U400262008 | 6ES7 318-3FL00-0AB0 |  | 24VDC
| 829 | CPU 224 CN | PLC | SIEMENS | S ZVB6SN0181542 | 6ES7 214-1BD23-0XB8 |  | INPUT:85-264VAC DI14/DO10 *RELAY
| 830 | CPU 224 | PLC | SIEMENS | S C***** | 6ES7 214-1BD23-0XB0 |  | INPUT:85-264VAC DI14/DO10 *RELAY
| 831 | EM 223 | PLC | SIEMENS | SC-T1B54256 | 6ES7 223-1PH22-0XA0 |  | DC24V DI8/DO8*RELAY
| 832 | EM223 | PLC | SIEMENS | SC**** | 6ES7 223-1BF22-0XA0 |  | DI4/DO4 24VDC
| 833 | MASTER K120S | PLC | LS | 11111602272 | K7M-DR60U(N) |  | INPUT:AC100-240VAC,DI36/DO24
| 834 | CPU 226 | PLC | SIEMENS | S C-W7L58926 | 6ES7 216-2AD23-OXB0 | CONTROLLER IC BAD | DI24/DO16 *24VDC
| 835 | CPU 226 | PLC | SIEMENS | S C-W7L58731 | 6ES7 216-2AD23-OXB0 | CONTROLLER IC BAD | DI24/DO16 *24VDC
| 836 | CPU 226 | PLC | SIEMENS | S C-UOE33534 | 6ES7 216-2AD23-OXB0 | CONTROLLER IC BAD | DI24/DO16 *24VDC
| 837 | KV | PLC | KEYENCE | 7747012 | KV-40DR | NOT TESTED | DI24/DO16
| 838 | KV | PLC | KEYENCE | ************ | KV-16DT | NOT TESTED | DI10/DO6
| 839 | KV | PLC | KEYENCE | 67410122 | KV-16DR | NOT TESTED | DI10/DO6
| 840 | KV | PLC | KEYENCE | 6764766 | KV-16DT | NOT TESTED | DI10/DO6
| 841 | KV | PLC | KEYENCE | 1149732 | KV-E4XR | NOT TESTED | DI4/DO4
| 842 | KV | PLC | KEYENCE | **** | KV-16R | NOT TESTED | DI10/DO6
| 843 | KV | PLC | KEYENCE | 1145973 | KV-8ER | NOT TESTED | DI4/DO4
| 844 | KV | PLC | KEYENCE | 5100196 | KV-E4XR | NOT TESTED | DI4/DO4
| 845 | ET 200B | PLC | SIEMENS |  | 6ES7 131-0HF00-0XB0 |  | DI16 AC120/230V
| 846 | ET 200B | PLC | SIEMENS |  | 6ES7 131-0HF00-0XB0 | BOX DAMAGE | DI16 AC120/230V
| 847 | ET 200M | PLC | SIEMENS | S C-P5B93305 | 6ES7 153-1AA03-0XB0 | BOX DAMAGE | 24VDC 0.65A
| 848 | ET 200M | PLC | SIEMENS | S C-W4A262992008 | 6ES7 153-2BA02-0XB0 |  | 24VDC
| 849 | LOGO! 12/24RC | PLC | SIEMENS | S ZVWNNC009278 | 6ED1 052-1MD00-0BA6 | PASSWORD ASKING | DI8/DO4
| 850 | LOGO EXTENSION | PLC | SIEMENS | S ZVW0MJ000422 | 6ED1 055-1MB00-0BA1 |  | DI4/DO4
| 851 | LOGO! 12/24RC | PLC | SIEMENS | S ZVWNNC011584 | 6ED1 052-1MD00-0BA6 | PASSWORD ASKING | DI8/DO4
| 852 | LOGO EXTENSION | PLC | SIEMENS | S ZVW0MJ000885 | 6ED1 055-1MB00-0BA1 |  | DI4/DO4
| 853 | LOGO! 12/24RC | PLC | SIEMENS | S ZVW4MV035600 | 6ED1 052-1MD00-0BA5 | PASSWORD ASKING | DI8/DO4
| 854 | LOGO EXTENSION | PLC | SIEMENS | S ZVW4MJ012318 | 6ED1 055-1MB00-0BA1 |  | DI4/DO4
| 855 | ET 200M | PLC | SIEMENS | S C-LD626832 | 6ES7 153-1AA02-0XB0 | BOX DAMAGE | 24VDC
| 856 | OUTPUT MODULE | PLC | SIEMENS | S C-M2777790 | 6ES7 322-1BH01-0AA0 |  | D016*24VDC
| 857 | OUTPUT MODULE | PLC | SIEMENS | S C-M2748953 | 6ES7 322-1BH01-0AA0 |  | D016*24VDC
| 858 | OUTPUT MODULE | PLC | SIEMENS | S C-VOJ32321 | 6ES7 322-1BH01-0AA0 |  | D016*24VDC
| 859 | OUTPUT MODULE | PLC | SIEMENS | S C-LD359564 | 6ES7 322-1BH01-0AA0 |  | D016*24VDC
| 860 | OUTPUT MODULE | PLC | SIEMENS | S C-LN908950 | 6ES7 322-1BH01-0AA0 |  | D016*24VDC
| 861 | OUTPUT MODULE | PLC | SIEMENS | S C-VOJ32474 | 6ES7 322-1BH01-0AA0 |  | D016*24VDC
| 862 | OUTPUT MODULE | PLC | SIEMENS | S C-LD287633 | 6ES7 322-1HF10-0AA0 |  | D08*24VDC
| 863 | OUTPUT MODULE | PLC | SIEMENS | S C-LD287613 | 6ES7 322-1HF10-0AA0 |  | D08*24VDC
| 864 | OUTPUT MODULE | PLC | SIEMENS | S ZVUNLE019907 | 6ES7 322-1FH00-0AA0 |  | D016*24VDC
| 865 | OUTPUT MODULE | PLC | SIEMENS | J9 LN431858 | 6ES7 322-1EH01-0AA0 |  | D016*24VDC
| 866 | ET 200M | PLC | SIEMENS | S C-X5V37642 | 6ES7 153-1AA03-0XB0 |  | 24VDC
| 867 | DVP | PLC | DELTA |  | DVP-14SS,16SP,04AD,16SP |  | 24VDC
| 868 | OUTPUT MODULE | PLC | SIEMENS | S C-T3B44458 | 6ES7 322-1HH01-0AA0 |  | DO16*24VDC
| 869 | OUTPUT MODULE | PLC | SIEMENS | S C-JO158470 | 6ES7 322-1BH01-0AA0 |  | DO16*24VDC
| 870 | OUTPUT MODULE | PLC | SIEMENS | S C-J2021420 | 6ES7 322-1HF01-0AA0 |  | DO8*RELAY AC230V
| 871 | OUTPUT MODULE | PLC | SIEMENS | S C-J5283567 | 6ES7 322-1BH01-0AA0 |  | DO16*24VDC
| 872 | OUTPUT MODULE | PLC | SIEMENS | SC-J4012393 | 6ES7 322-1HH00-0AA0 |  | DO16*24VDC
| 873 | DUMMY DM 370 | PLC | SIEMENS | S C-J1005290 | 6ES7 370-0AA01-0AA0
| 874 | OUTPUT MODULE | PLC | SIEMENS | S C-J5267174 | 6ES7 322-1BH01-0AA0 |  | DO16*24VDC
| 875 | OUTPUT MODULE | PLC | SIEMENS | S C-P3A95409 | 6ES7 322-1BH01-0AA0 |  | DO16*24VDC
| 876 | OUTPUT MODULE | PLC | SIEMENS | S C-J6331134 | 6ES7 322-1BH01-0AA0 |  | DO16*24VDC
| 877 | OUTPUT MODULE | PLC | SIEMENS | S C-J5267167 | 6ES7 322-1BH01-0AA0 |  | DO16*24VDC
| 878 | OUTPUT MODULE | PLC | SIEMENS | J9 FD327462 | 6ES7 322-1EH01-0AA0 |  | DO16*24VDC
| 879 | OUTPUT MODULE | PLC | SIEMENS | J9 FN326767 | 6ES7 322-1EH01-0AA0 |  | DO16*24VDC
| 880 | OUTPUT MODULE | PLC | SIEMENS | S C-J2021377 | 6ES7 322-1HF01-0AA0 |  | DO8*RELAY AC230V
| 881 | OUTPUT MODULE | PLC | SIEMENS | S C-V6L62439 | 6ES7 322-1HH01-0AA0 |  | DO16*24VDC
| 882 | INPUT MODULE | PLC | SIEMENS | S C-TOE08141 | 6ES7 321-1BH02-0AA0 |  | DI16*24VDC
| 883 | INPUT MODULE | PLC | SIEMENS | S C-XDX23033 | 6ES7 321-1BL00-0AA0 |  | DI32*24VDC
| 884 | IM361 | PLC | SIEMENS | S C-J5365202 | 6ES7 361-3CA01-0AA0 |  | DC24V
| 885 | CPU 226 AC/DC/RLY | PLC | SIEMENS | S C-UOG36160 | 6ES7 216-2BD23-0XB0 |  | 85-264 VAC SUPPLY DI2*DO16*RLY 30VDC/250 VAC 2A
| 886 | INPUT MODULE | PLC | SIEMENS | S C-J5257738 | 6ES7 321-1BH01-0AA0 |  | DI16*24V DC
| 887 | INPUT MODULE | PLC | SIEMENS | S C-J6420946 | 6ES7 321-1BH01-0AA0 |  | DI16*24V DC
| 888 | INPUT MODULE | PLC | SIEMENS | S C-J2012766 | 6ES7 321-1BH01-0AA0 |  | DI16*24V DC
| 889 | INPUT MODULE | PLC | SIEMENS | S C-JO326580 | 6ES7 321-1BH01-0AA0 |  | DI16*24V DC
| 890 | INPUT MODULE | PLC | SIEMENS | S C-J5257728 | 6ES7 321-1BH01-0AA0 |  | DI16*24V DC
| 891 | INPUT MODULE | PLC | SIEMENS | S C-J6420955 | 6ES7 321-1BH01-0AA0 |  | DI16*24V DC
| 892 | INPUT MODULE | PLC | SIEMENS | S C-J5255887 | 6ES7 321-1BH01-0AA0 |  | DI16*24V DC
| 893 | INPUT MODULE | PLC | SIEMENS | S C-J5257736 | 6ES7 321-1BH01-0AA0 |  | DI16*24V DC
| 894 | INPUT MODULE | PLC | SIEMENS | S C-J5255692 | 6ES7 321-1BH01-0AA0 |  | DI16*24V DC
| 895 | INPUT MODULE | PLC | SIEMENS | S C-J6430106 | 6ES7 321-1BH01-0AA0 |  | DI16*24V DC
| 896 | OUTPUT MODULE | PLC | SIEMENS | S C-XDVB2354 | 6ES7 322-1BL00-0AA0 |  | DO32*24VDC
| 897 | OUTPUT MODULE | PLC | SIEMENS | S C-J2010400 | 6ES7 322-1BH01-0AA0 |  | DO16*24VDC
| 898 | IM 361 | PLC | SIEMENS | S C-J6149227 | 6ES7 361-3CA01-0AA0 |  | 24VDC
| 899 | CPU 1212C DC/DC/RLY | PLC | SIEMENS | SZVD4YEA007325 | 6ES7 212-1HE31-0XB0 |  | DI8/DQ6 *RELAY AI2 24VDC
| 900 | CPU 1212C DC/DC/RLY | PLC | SIEMENS | SZVD2YEA006067 | 6ES7 212-1HE31-0XB0 |  | DI8/DQ6 *RELAY AI2 24VDC
| 901 | SM 1234 AI/AQ | PLC | SIEMENS | SZVC1YXSO19610 | 6ES7 234-4HE30-0XB0 |  | AI4/AQ2 24V DC
| 902 | CPM1A | PLC | OMRON | 18Y6S | CPM1A-30CDR-A-V1 |  | INPUT:100-240V AC DI18/DO12
| 903 | EM 223 DC/RLY | PLC | SIEMENS | S C-S9L85519 | 6ES7 223-1PH22-0XA0 |  | DI8/DO8 *REY
| 904 | EM222 CN | PLC | SIEMENS | SZVE8SD0212204 | 6ES7 222-1HF22-0XA8 |  | DO8*RELAY
| 905 | ANALOG INPUT | PLC | SIEMENS | S C-MN746229 | 6ES7 331-7KF02-0AB0 |  | AI8*12 BIT 24VDC
| 906 | ANALOG INPUT | PLC | SIEMENS | S C-J3025294 | 6ES7 331-7KF02-0AB0 |  | AI8*12 BIT 24VDC
| 907 | ANALOG INPUT | PLC | SIEMENS | S C-W6U57043 | 6ES7 331-7KF02-0AB0 |  | AI8*12 BIT 24VDC
| 908 | INPUT MODULE | PLC | SIEMENS | S C-J6419896 | 6ES7 321-1BH01-0AA0 |  | DI16*24V DC
| 909 | INPUT MODULE | PLC | SIEMENS | S C-J6420947 | 6ES7 321-1BH01-0AA0 |  | DI16*24V DC
| 910 | INPUT MODULE | PLC | SIEMENS | S C-J6430100 | 6ES7 321-1BH01-0AA0 |  | DI16*24V DC
| 911 | INPUT MODULE | PLC | SIEMENS | S C-J6430099 | 6ES7 321-1BH01-0AA0 |  | DI16*24V DC
| 912 | INPUT MODULE | PLC | SIEMENS | SC -J6419899 | 6ES7 321-1BH01-0AA0 |  | DI16*24V DC
| 913 | INPUT MODULE | PLC | SIEMENS | S C-J6430104 | 6ES7 321-1BH01-0AA0 |  | DI16*24V DC
| 914 | INPUT MODULE | PLC | SIEMENS | S C-J4009996 | 6ES7 321-1BH01-0AA0 |  | DI16*24V DC
| 915 | INPUT MODULE | PLC | SIEMENS | S C-J6430102 | 6ES7 321-1BH01-0AA0 |  | DI16*24V DC
| 916 | OUTPUT MODULE | PLC | SIEMENS | S C-K3112928 | 6ES7 322-1BH01-0AA0 |  | DO16*24VDC
| 917 | OUTPUT MODULE | PLC | SIEMENS | S C-J5283576 | 6ES7 322-1BH01-0AA0 |  | DO16*24VDC
| 918 | OUTPUT MODULE | PLC | SIEMENS | S C-J5283560 | 6ES7 322-1BH01-0AA0 |  | DO16*24VDC
| 919 | OUTPUT MODULE | PLC | SIEMENS | S C-KD347896 | 6ES7 322-1BH01-0AA0 |  | DO16*24VDC
| 920 | OUTPUT MODULE | PLC | SIEMENS | S C-KD347905 | 6ES7 322-1BH01-0AA0 |  | DO16*24VDC
| 921 | OUTPUT MODULE | PLC | SIEMENS | J9 FO323243 | 6ES7 322-1EH01-0AA0 |  | DO16*24VDC
| 922 | OUTPUT MODULE | PLC | SIEMENS | J9 F9321833 | 6ES7 322-1EH01-0AA0 |  | DO16*24VDC
| 923 | OUTPUT MODULE | PLC | SIEMENS | S C-J2021411 | 6ES7 322-1HF01-0AA0 |  | DO8**RELAY
| 924 | IM 361 | PLC | SIEMENS | S C-J5365208 | 6ES7 361-3CA01-0AA0 |  | 24V DC
| 925 | IM 361 | PLC | SIEMENS | S C-J5132846 | 6ES7 361-3CA01-0AA0 |  | 24V DC
| 926 | CP1E | PLC | OMRON | 20411M | CP1E-N30DT-A |  | INPUT:100-240VAC
| 927 | CP1E | PLC | OMRON | 07Z16M | CP1E-N20DR-D |  | INPUT:24V DC
| 928 | CP1E | PLC | OMRON | 27Y13M | CP1E-E20DR-A |  | INPUT:100-240VAC
| 929 | CPIW | PLC | OMRON | 28210S | CP1W-20EDR1 |  | I/O UNIT 24VDC
| 930 | INPUT MODULE | PLC | SIEMENS | S C-D6VG1226 | 6ES7 321-1BL00-0AA0 |  | DI32*24VDC
| 931 | SINUMERIC DMP 16 E-MODUL | PLC | SIEMENS |  | 6FC5111-0CA01-0AA0 | 3NO'S
| 932 | SINUMERIC DMP 16 | PLC | SIEMENS |  | 6FC5111-0CA02-0AA2 | 6 NO'S
| 933 | INPUT MODULE | PLC | SIEMENS | S C-J3017617 | 6ES7 321-1BH01-0AA0 |  | DI16*24V DC
| 934 | OUTPUT MODULE | PLC | SIEMENS | S C-W6U41515 | 6ES7 322-1BH01-0AA0 |  | DO16*24VDC
| 935 | ANALOG OUTPUT | PLC | SIEMENS | S C-JD240416 | 6ES7 332-5HD01-0AB0 |  | AO4*12BIT
| 936 | ANALOG OUTPUT | PLC | SIEMENS | S C-V3L03789 | 6ES7 332-5HB01-0AB0 |  | AO2*12BIT
| 937 | MICRO LOGIX 1500 | PLC | ALLEN BRADLEY | 15030686 | 1764-24BWA |  | LINE:100-240VAC IN:24VDC OUT:RELAY 1440VA MAX
| 938 | ET 200B | PLC | SIEMENS | ********* | 6ES7 133-0BL00-0XB0 |  | SUPPLY :24VDC DI16/DO16
| 939 | ANALOG CURRENT INPUT | PLC |  | 7151004 | IC693ALG223C |  | 16 POINT CURRENT
| 940 | CPU 314C-2 DP | PLC | SIEMENS | S C-X1U36046 | 6ES7 314-6CG03-0AB0 | NO COMMUNICATION | 24VDC,DI24/DO16/AI5/AO2
| 941 | ET 200M | PLC | SIEMENS | S C-LD341253 | 6ES7 153-1AA02-0XB0 |  | 24V DC
| 942 | ET 200M | PLC | SIEMENS | S C-LD336377 | 6ES7 153-1AA02-0XB0 |  | 24V DC
| 943 | SIWAREX U | PLC | SIEMENS | S LB LD 023 040 | 7MH4601-1BA01 |  | 24V DC
| 944 | SIWAREX U | PLC | SIEMENS | S LB LD 023 043 | 7MH4601-1BA01 |  | 24V DC
| 945 | OMRON LOGO | PLC | OMRON | 02X4E6 | ZEN-10C1DR-D-V1 |  | 24V DC
| 946 | KV | PLC | KEYANCE | 726136 | KV-16DT |  | 24V DC
| 947 | KV | PLC | KEYANCE | 5111908 | KV-16R |  | 24V DC
| 948 | KV | PLC | KEYANCE | 6128556 | KV-8ER |  | 24V DC
| 949 | MESSUNG I/O | PLC | MESSUNG | ****** | ********** |  | DI6/DO4
| 950 | ANALOG INPUT | PLC | SIEMENS | S C-BNUM3486 | 6ES7 134-4NB01-0AB0 |  | 2AI
| 951 | POINT I/O | PLC | ALLEN BRADLEY | SS0LI20D | 1734-AENT | NOT TESTED | 24V DC
| 952 | POINT I/O | PLC | ALLEN BRADLEY | SS0Y8UX | 1734-AENT | NOT TESTED | 24V DC
| 953 | POINT I/O | PLC | ALLEN BRADLEY | SS0SW0ZX | 1734-ACNR | NOT TESTED | 24V DC
| 954 | CJ1W | PLC | OMRON | 040607N0024 | CJ1W-DA021 | NOT TESTED | 24V DC
| 955 | CJ1W | PLC | OMRON | 302210019 | CJ1W-AD041-V1 A/D UNIT | NOT TESTED | 24V DC
| 956 | CJ1W | PLC | OMRON | 407210009 | CJ1W-NC413 | NOT TESTED | 24V DC
| 957 | CJ1W | PLC | OMRON | 407200019 | CJ1W-OD231 | NOT TESTED | 24V DC
| 958 | CJ1W | PLC | OMRON | 407220025 | CJ1W-ID231 | NOT TESTED | 24V DC
| 959 | CJ1G | PLC | OMRON | 407230012 | CJ1G-CPU42H | NOT TESTED | 24V DC
| 960 | MICRO LOGIX 1200 | PLC | ALLEN BRADLEY | CG1046050049 | 1762-L40BWA |  | LINE:100-240VAC IN:24VDC OUT:RELAY 1440VA MAX
| 961 | MICRO LOGIX 1200 | PLC | ALLEN BRADLEY | C11208129316 | 1762-L40BWA | UPLOAD PROBLEM CONTROL CARD | LINE:100-240VAC IN:24VDC OUT:RELAY 1440VA MAX
| 962 | INPUT MODULE | PLC | ALLEN BRADLEY | 7M7AU1JF | 1769-IQ16 |  | 24VDC DI16
| 963 | INPUT MODULE | PLC | ALLEN BRADLEY | 7M7AU3TH | 1769-IQ16 |  | 24VDC DI16
| 964 | INPUT MODULE | PLC | ALLEN BRADLEY | 7M7AV3QK | 1769-IQ16 |  | 24VDC DI16
| 965 | INPUT MODULE | PLC | ALLEN BRADLEY | 7M7AV4KJ | 1769-IQ16 |  | 24VDC DI16
| 966 | OUTPUT MODULE | PLC | ALLEN BRADLEY | 7M7AW6QX | 1769-OW16 |  | DO16 AC/DC/ RLY
| 967 | OUTPUT MODULE | PLC | ALLEN BRADLEY | 7M7AW6RD | 1769-OW16 |  | DO16 AC/DC/ RLY
| 968 | I/O MODULE | PLC | ALLEN BRADLEY | 7M7AT7EI | 1769-IQ6XOW4 |  | DI6/DO4*RELAY
| 969 | CPU 115 | PLC | VIPA | 1213 | VIPA 115-6BL01 |  | DI16/DO16 24VDC
| 970 | MAXinBOX8 | PLC | ZENNIO KNX | 14X140413 | ZN1IO-MB8 |  | 29VDC
| 971 | CJ1W PS UNIT | PLC | OMRON | 80603YK | CJ1W-PA202 |  | 100-240VAC 50/60HZ 50VA
| 972 | ET 200B | PLC | SIEMENS |  | 6ES7 131-0HF00-0XB0 |  | AC120/230V 16DI
| 973 | ET 200B | PLC | SIEMENS |  | 6ES7 131-0HF00-0XB0 |  | AC120/230V 16DI
| 974 | ET 200B | PLC | SIEMENS |  | 6ES7 131-0HF00-0XB0 |  | AC120/230V 16DI
| 975 | ET 200B | PLC | SIEMENS |  | 6ES7 131-0HF00-0XB0 |  | AC120/230V 16DI
| 976 | PLC | PLC | BECKHOFF |  | PLC SET
| 977 | SINEC L2 REPEATERV RS 485 | PLC | SIEMENS |  | 6GK1510-0AC00
| 978 |  | PLC
| 979 |  | PLC
| 980 |  | PLC